{"text_format":"1","workbook":"xlsx","n_sheets":7,"sheets":["Input Sheet","Power Results","Direct Use Results","Cascaded Use Potential","Equation inputs+defaults","Monte Carlo Calculations","Tables"],"not_rendered":{"charts":9,"images":0,"macros":1,"external_links":1,"defined_names":106,"comments":1,"pivot_tables":0},"unopened":[],"bounds":{"document_bytes":16777216,"sheet_cells":100000,"rows_first":2000,"rows_last":500,"rows_between":2000,"halvings":0,"cell_chars":16384,"cell_head_chars":4096},"cells_cut":0,"cells_raw":0,"read":"whole","date_system":"1900"}

{"sheet":"Input Sheet","index":0,"n_rows":76,"n_cols":25,"rows_kept":76,"cut":false,"hidden":false,"merged":[[1,1,1,2],[51,2,51,3],[36,2,36,3],[23,2,23,3],[2,8,14,13]]}
["Reservoir Properties"]
["Site name:",null,null,null,null,null,null,null,"Instructions",null,null,null,null,null,null,"Distribution Types & Required Inputs",null,null,null,null,null,"Required Variables for Calculation Methods"]
[null,null,null,null,null,null,null,null,"Enter all known information to the best of your ability.\n\nUse the given information (right) to ensure that all required cells are populated for the selected distribution types and desired calculation methods.\n\nIf bedrock composition is not known, input Quartzite.\n\nDefault values are generalized estimations. Values tailored to the specifications of a system will more accurately represent a project. \n\nRefer to the RSAT Protocol document for more information.\nThese assessment tools are written for industry professionals and are not substitutes for detailed feasibility and engineering studies. The estimates provided by the RSAT are simplified outcomes borrowed from published methods. They are neither certified nor guaranteed to be accurate. The reported results are not comparable to detailed resource analyses performed by engineering professionals, and not a substitute for detailed numerical reservoir modeling. "]
[null,"Minimum","Most Likely/Mean","Maximum","Standard Deviation","Distribution type","Unit",null,null,null,null,null,null,null,null,null,null,null,null,null,null,"Volumetric Method",null,null,"Power Density Method"]
["Area",null,null,null,null,"-","km^2",null,null,null,null,null,null,null,null,null,null,null,null,null,null,"Temperature",null,null,"Temperature"]
["Volume",null,null,null,null,"-","km^3",null,null,null,null,null,null,null,null,null,null,null,null,null,null,"Area & Thickness",null,null,"Area"]
["Thickness",null,null,null,null,"-","km",null,null,null,null,null,null,null,null,null,null,null,null,null,null,"OR",null,null,"Tectonic Setting"]
["Temperature",null,null,null,null,"-","C",null,null,null,null,null,null,null,null,null,null,null,null,null,null,"Volume"]
["Total Mass Flow Rate",null,null,null,null,"-","L/s"]
[null,null,null,null,null,null,null,null,null,null,null,null,null,null,null,null,null,null,null,null,null,"Flow Rate Method"]
["Primary Bedrock Composition","Quartzite",null,null,null,null,null,null,null,null,null,null,null,null,null,null,null,null,null,null,null,"Temperature"]
["Tectonic Setting","Rift",null,null,null,null,null,null,null,null,null,null,null,null,null,null,null,null,null,null,null,"Mass Flow Rate"]
[]
["Number of Monte Carlo iterations",1000]
[]
[]
["Utilization Properties "]
[]
[null,"Default (years)","User input (years)"]
["Project lifetime",30]
[]
["Power Generation"]
[]
[null,null,"Conversion Efficiency"]
["Plant type",null,"Default ","User Input "]
["Binary","Min","-"]
[null,"Mean/Most likely",{"$f":"IF(A26=\"Steam (dry/flash)\", 0.11, IF(A26=\"Binary\", 0.08, IF(C8 >= 180,0.11,IF(C8 < 180,0.08,\"Not enough information\"))))","v":0.08}]
[null,"Max","-"]
[null,"Standard Deviation","-"]
[null,"Distribution type","Constant"]
[]
[null,"Default","User Input"]
["Abandonment Temperature (C)",{"$f":"IF(A26=\"Steam (dry/flash)\", 151.831, IF(AND(A26=\"Binary\",C8>=125), 105.36, IF(AND(A26 = \"Binary\", C8 < 125),70, IF(AND(A26=\"-\",C8 >= 180),151.831, IF(AND(A26=\"-\",C8 < 180,C8 >= 125),105.36,IF(AND(A26=\"-\",C8<125),70,\"Not enough information\"))))))","v":70}]
[]
["Direct Use"]
[]
[null,null,"Heat Exchange Efficiency Factor"]
["Use Type",null,"Default","User Input"]
["Greenhouse Heating","Min",{"$f":"IF(A39=Tables!A205, 0.25, 0.6)","v":0.6}]
[null,"Mean/Most likely",{"$f":"IF(A39=Tables!A205,0.4, 0.7)","v":0.7}]
[null,"Max",{"$f":"IF(A39=Tables!A205, 0.5, 0.8)","v":0.8}]
[null,"Standard Deviation"]
[null,"Distribution type","Uniform"]
[]
[null,"Default","User Input"]
["Reference/ambient air temperature (C)",15]
[]
["Demand Properties"]
[]
["Direct Use "]
[]
[null,null,"Utilization/Load Factor"]
["Use Type",null,"Default","User Input"]
[{"$f":"A39","v":"Greenhouse Heating"},"Min",{"$f":"IF(A39=Tables!A201,Tables!B201,IF(A39=Tables!A202,Tables!B202,IF(A39=Tables!A203,Tables!B203,IF(A39=Tables!A204,Tables!B204,IF(A39=Tables!A205,Tables!B205,IF(A39=Tables!A206,Tables!B206,\"-\"))))))","v":0.4}]
[null,"Mean/Most likely",{"$f":"IF(A39=Tables!A201,Tables!C201,IF(A39=Tables!A202,Tables!C202,IF(A39=Tables!A203,Tables!C203, IF(A39=Tables!A204,Tables!C204,IF(A39=Tables!A205,Tables!C205,IF(A39=Tables!A206,Tables!C206,\"-\"))))))","v":0.48}]
[null,"Max",{"$f":"IF(A39=Tables!A201,Tables!D201,IF(A39=Tables!A202,Tables!D202,IF(A39=Tables!A203,Tables!D203,IF(A39=Tables!A204,Tables!D204,IF(A39=Tables!A205,Tables!D205,IF(A39=Tables!A206,Tables!D206,\"-\"))))))","v":0.5}]
[null,"Standard Deviation","-"]
[null,"Distribution type","Triangular"]
[]
[]
[]
[]
[]
[]
[]
[]
[]
[]
[]
[]
[]
[]
[]
[]
[]
[null,null,"                                                                                                                                                                                                                                                                                                                                     "]

{"sheet":"Power Results","index":1,"n_rows":27,"n_cols":20,"rows_kept":27,"cut":false,"hidden":false,"merged":[[0,0,0,7],[0,9,0,16],[0,18,0,25],[26,0,26,8]]}
["Volumetric Results",null,null,null,null,null,null,null,null,"Power Density Results",null,null,null,null,null,null,null,null,"Flow Rate Results"]
[]
["Mean",{"$f":"AVERAGE('Monte Carlo Calculations'!V15:V10015)","v":{"$error":"#N/A"}},null,null,null,null,null,null,null,"Mean",{"$f":"AVERAGE('Monte Carlo Calculations'!W15:W10015)","v":{"$error":"#VALUE!"}},null,null,null,null,null,null,null,"Mean",{"$f":"AVERAGE('Monte Carlo Calculations'!X15:X10015)","v":{"$error":"#VALUE!"}}]
["P90",{"$f":"_xlfn.PERCENTILE.INC([0]!vol_power_results,0.1)","v":{"$error":"#N/A"}},null,null,null,null,null,null,null,"P90",{"$f":"_xlfn.PERCENTILE.INC([0]!pow_dens_results,0.1)","v":{"$error":"#VALUE!"}},null,null,null,null,null,null,null,"P90",{"$f":"_xlfn.PERCENTILE.INC([0]!flow_power_results,0.1)","v":{"$error":"#VALUE!"}}]
["P50",{"$f":"_xlfn.PERCENTILE.INC([0]!vol_power_results,0.5)","v":{"$error":"#N/A"}},null,null,null,null,null,null,null,"P50",{"$f":"_xlfn.PERCENTILE.INC([0]!pow_dens_results,0.5)","v":{"$error":"#VALUE!"}},null,null,null,null,null,null,null,"P50",{"$f":"_xlfn.PERCENTILE.INC([0]!flow_power_results,0.5)","v":{"$error":"#VALUE!"}}]
["P10",{"$f":"_xlfn.PERCENTILE.INC([0]!vol_power_results,0.9)","v":{"$error":"#N/A"}},null,null,null,null,null,null,null,"P10",{"$f":"_xlfn.PERCENTILE.INC([0]!pow_dens_results,0.9)","v":{"$error":"#VALUE!"}},null,null,null,null,null,null,null,"P10",{"$f":"_xlfn.PERCENTILE.INC([0]!flow_power_results,0.9)","v":{"$error":"#VALUE!"}}]
[]
[]
[]
[]
[]
[]
[]
[]
[]
[]
[]
[]
[]
[]
[]
[]
[]
[]
[]
[]
["Comparison of Resource Size Estimates for Power Generation"]

{"sheet":"Direct Use Results","index":2,"n_rows":27,"n_cols":11,"rows_kept":27,"cut":false,"hidden":false,"merged":[[0,0,0,7],[0,9,0,16],[26,0,26,8]]}
["Volumetric Results",null,null,null,null,null,null,null,null,"Flow Rate Results"]
[]
["Mean",{"$f":"AVERAGE([0]!vol_DU_results)","v":{"$error":"#N/A"}},null,null,null,null,null,null,null,"Mean",{"$f":"AVERAGE([0]!flow_DU_results)","v":{"$error":"#VALUE!"}}]
["P90",{"$f":"_xlfn.PERCENTILE.INC([0]!vol_DU_results,0.1)","v":{"$error":"#N/A"}},null,null,null,null,null,null,null,"P90",{"$f":"_xlfn.PERCENTILE.INC([0]!flow_DU_results,0.1)","v":{"$error":"#VALUE!"}}]
["P50",{"$f":"_xlfn.PERCENTILE.INC([0]!vol_DU_results,0.5)","v":{"$error":"#N/A"}},null,null,null,null,null,null,null,"P50",{"$f":"_xlfn.PERCENTILE.INC([0]!flow_DU_results,0.5)","v":{"$error":"#VALUE!"}}]
["P10",{"$f":"_xlfn.PERCENTILE.INC([0]!vol_DU_results,0.9)","v":{"$error":"#N/A"}},null,null,null,null,null,null,null,"P10",{"$f":"_xlfn.PERCENTILE.INC([0]!flow_DU_results,0.9)","v":{"$error":"#VALUE!"}}]
[]
[]
[]
[]
[]
[]
[]
[]
[]
[]
[]
[]
[]
[]
[]
[]
[]
[]
[]
[]
["Comparison of Resource Size Estimates for Direct Use"]

{"sheet":"Cascaded Use Potential","index":3,"n_rows":7,"n_cols":9,"rows_kept":7,"cut":false,"hidden":false,"merged":[[2,1,2,3],[2,6,2,8]]}
["Resource Size Potential for Cascaded Use Project "]
[]
[null,"Volumetric Method",null,null,null,null,"Flow Rate Method"]
[null,"Power (MWe)","Direct Use (MWt)","Difference (Cascaded Use) (MWt)",null,null,"Power (MWe)","Direct Use (MWt)","Difference (Cascaded Use) (MWt)"]
["P90",{"$f":"_xlfn.PERCENTILE.INC('Monte Carlo Calculations'!V12:V10012,0.1)","v":{"$error":"#N/A"}},{"$f":"_xlfn.PERCENTILE.INC([0]!vol_DU_results,0.1)","v":{"$error":"#N/A"}},{"$f":"C5-B5","v":{"$error":"#N/A"}},null,"P90",{"$f":"_xlfn.PERCENTILE.INC('Monte Carlo Calculations'!X12:X10012,0.1)","v":{"$error":"#VALUE!"}},{"$f":"_xlfn.PERCENTILE.INC([0]!flow_DU_results,0.1)","v":{"$error":"#VALUE!"}},{"$f":"H5-G5","v":{"$error":"#VALUE!"}}]
["P50",{"$f":"_xlfn.PERCENTILE.INC('Monte Carlo Calculations'!V13:V10013,0.5)","v":{"$error":"#N/A"}},{"$f":"_xlfn.PERCENTILE.INC([0]!vol_DU_results,0.5)","v":{"$error":"#N/A"}},{"$f":"C6-B6","v":{"$error":"#N/A"}},null,"P50",{"$f":"_xlfn.PERCENTILE.INC('Monte Carlo Calculations'!X13:X10013,0.5)","v":{"$error":"#VALUE!"}},{"$f":"_xlfn.PERCENTILE.INC([0]!flow_DU_results,0.5)","v":{"$error":"#VALUE!"}},{"$f":"H6-G6","v":{"$error":"#VALUE!"}}]
["P10",{"$f":"_xlfn.PERCENTILE.INC('Monte Carlo Calculations'!V14:V10014,0.9)","v":{"$error":"#N/A"}},{"$f":"_xlfn.PERCENTILE.INC([0]!vol_DU_results,0.9)","v":{"$error":"#N/A"}},{"$f":"C7-B7","v":{"$error":"#N/A"}},null,"P10",{"$f":"_xlfn.PERCENTILE.INC('Monte Carlo Calculations'!X14:X10014,0.9)","v":{"$error":"#VALUE!"}},{"$f":"_xlfn.PERCENTILE.INC([0]!flow_DU_results,0.9)","v":{"$error":"#VALUE!"}},{"$f":"H7-G7","v":{"$error":"#VALUE!"}}]

{"sheet":"Equation inputs+defaults","index":4,"n_rows":20,"n_cols":7,"rows_kept":20,"cut":false,"hidden":false,"merged":[]}
["Input Sheet"]
["Reservoir_Properties","Units","Min","Most_Likely","Max","Standar_Desviation","Distribution_Type"]
["ReservoirArea","km2",{"$f":"'Input Sheet'!B5","v":0},{"$f":"'Input Sheet'!C5","v":0},{"$f":"'Input Sheet'!D5","v":0},{"$f":"'Input Sheet'!E5","v":0},{"$f":"IF('Input Sheet'!F5=\"Triangular\",\"T\",IF('Input Sheet'!F5=\"Constant\",\"C\",IF('Input Sheet'!F5=\"Uniform\",\"U\",IF('Input Sheet'!F5=\"Normal\",\"N\",IF('Input Sheet'!F5=\"Lognormal\",\"L\",\"No distribution selected.\")))))","v":"No distribution selected."}]
["Thickness","m",{"$f":"'Input Sheet'!B7","v":0},{"$f":"'Input Sheet'!C7","v":0},{"$f":"'Input Sheet'!D7","v":0},{"$f":"'Input Sheet'!E7","v":0},{"$f":"IF('Input Sheet'!F7=\"Triangular\",\"T\",IF('Input Sheet'!F7=\"Constant\",\"C\",IF('Input Sheet'!F7=\"Uniform\",\"U\",IF('Input Sheet'!F7=\"Normal\",\"N\",IF('Input Sheet'!F7=\"Lognormal\",\"L\",\"No distribution selected.\")))))","v":"No distribution selected."}]
["Volume","km3",{"$f":"'Input Sheet'!B6","v":0},{"$f":"'Input Sheet'!C6","v":0},{"$f":"'Input Sheet'!D6","v":0},{"$f":"'Input Sheet'!E6","v":0},{"$f":"IF('Input Sheet'!F6=\"Triangular\",\"T\",IF('Input Sheet'!F6=\"Constant\",\"C\",IF('Input Sheet'!F6=\"Uniform\",\"U\",IF('Input Sheet'!F6=\"Normal\",\"N\",IF('Input Sheet'!F6=\"Lognormal\",\"L\",\"No distribution selected.\")))))","v":"No distribution selected."}]
["ReservoirTemperature","oC",{"$f":"'Input Sheet'!B8","v":0},{"$f":"'Input Sheet'!C8","v":0},{"$f":"'Input Sheet'!D8","v":0},{"$f":"'Input Sheet'!E8","v":0},{"$f":"IF('Input Sheet'!F8=\"Triangular\",\"T\",IF('Input Sheet'!F8=\"Constant\",\"C\",IF('Input Sheet'!F8=\"Uniform\",\"U\",IF('Input Sheet'!F8=\"Normal\",\"N\",IF('Input Sheet'!F8=\"Lognormal\",\"L\",\"No distribution selected.\")))))","v":"No distribution selected."}]
["AbandonTemperature","oC",0,{"$f":"IF(ISBLANK('Input Sheet'!C33),'Input Sheet'!B33,'Input Sheet'!C33)","v":70},0,0,{"$f":"IF('Input Sheet'!F30=\"-\", \"C\", IF('Input Sheet'!F30=\"Triangular\",\"T\",IF('Input Sheet'!F30=\"Constant\",\"C\",IF('Input Sheet'!F30=\"Uniform\",\"U\",IF('Input Sheet'!F30=\"Normal\",\"N\",IF('Input Sheet'!F30=\"Lognormal\",\"L\",\"C\"))))))","v":"C"}]
["Porosity","%",0,{"$f":"IF('Input Sheet'!B11=Tables!A122,0.3,0.06)","v":0.06},0,0.02,"N"]
["RockSpecificHeat","kJ/kg-oC",{"$f":"VLOOKUP('Input Sheet'!B$11,Tables!A$46:D$60,3,FALSE)","v":0.97},{"$f":"VLOOKUP('Input Sheet'!B11,Tables!A46:D60,2,FALSE)","v":1.07},{"$f":"VLOOKUP('Input Sheet'!B11,Tables!A46:D60,4,FALSE)","v":1.17},null,"T"]
["WaterSpecificHeat ","kJ/kg-oC",0,{"$f":"VLOOKUP('Input Sheet'!C8,Tables!A64:B104,2,TRUE)","v":{"$error":"#N/A"}},0,null,"C"]
["RockDensity","kg/m3",0,{"$f":"VLOOKUP('Input Sheet'!B11,Tables!A107:C122,3,FALSE)","v":2600},0,null,"C"]
["WaterDensity","kg/m3",0,{"$f":"VLOOKUP('Input Sheet'!C8,Tables!A128:B179,2,TRUE)","v":{"$error":"#N/A"}},0,null,"C"]
["RecoveryFactor","%",0.08,0.14000000000000001,0.2,null,"U"]
["ConversionEfficiency","%",{"$f":"IF(ISBLANK('Input Sheet'!D27),'Input Sheet'!C26,'Input Sheet'!D26)","v":"-"},{"$f":"IF(ISBLANK('Input Sheet'!D27),'Input Sheet'!C27,'Input Sheet'!D27)","v":0.08},{"$f":"IF(ISBLANK('Input Sheet'!D27),'Input Sheet'!C28,'Input Sheet'!D28)","v":"-"},{"$f":"'Input Sheet'!D29","v":0},{"$f":"IF('Input Sheet'!D30=\"-\",\"C\",IF('Input Sheet'!D30=\"Triangular\",\"T\",IF('Input Sheet'!D30=\"Constant\",\"C\",IF('Input Sheet'!D30=\"Uniform\",\"U\",IF('Input Sheet'!D30=\"Normal\",\"N\",IF('Input Sheet'!D30=\"Lognormal\",\"L\",\"C\"))))))","v":"C"}]
["PowerFactor","%",0.9,0.95,1,null,"T"]
["LifeSpan","years",0,{"$f":"IF(ISBLANK('Input Sheet'!C20),'Input Sheet'!B20,'Input Sheet'!C20)","v":30},0,null,"C"]
["UtilizationFactor (Direct Use)","%",{"$f":"IF(ISBLANK('Input Sheet'!D55),'Input Sheet'!C54,'Input Sheet'!D54)","v":0.4},{"$f":"IF(ISBLANK('Input Sheet'!D55),'Input Sheet'!C55,'Input Sheet'!D55)","v":0.48},{"$f":"IF(ISBLANK('Input Sheet'!D55),'Input Sheet'!C56,'Input Sheet'!D56)","v":0.5},{"$f":"IF(ISBLANK('Input Sheet'!D55),'Input Sheet'!C57,'Input Sheet'!D57)","v":"-"},{"$f":"IF('Input Sheet'!D58=\"-\",\"U\", IF('Input Sheet'!D58=\"Triangular\",\"T\",IF('Input Sheet'!D58=\"Constant\",\"C\",IF('Input Sheet'!D58=\"Uniform\",\"U\",IF('Input Sheet'!D58=\"Normal\",\"N\",IF('Input Sheet'!D58=\"Lognormal\",\"L\",\"U\"))))))","v":"U"}]
["Thermal Efficiency (Direct Use)","%",{"$f":"IF(ISBLANK('Input Sheet'!D40),'Input Sheet'!C39,'Input Sheet'!D39)","v":0.6},{"$f":"IF(ISBLANK('Input Sheet'!D40),'Input Sheet'!C40,'Input Sheet'!D40)","v":0.7},{"$f":"IF(ISBLANK('Input Sheet'!D40),'Input Sheet'!C41,'Input Sheet'!D41)","v":0.8},{"$f":"IF(ISBLANK('Input Sheet'!D42),'Input Sheet'!C42,'Input Sheet'!D42)","v":0},{"$f":"IF('Input Sheet'!D43=\"-\",\"U\", IF('Input Sheet'!D43=\"Triangular\",\"T\",IF('Input Sheet'!D43=\"Constant\",\"C\",IF('Input Sheet'!D43=\"Uniform\",\"U\",IF('Input Sheet'!D43=\"Normal\",\"N\",IF('Input Sheet'!D43=\"Lognormal\",\"L\",\"U\"))))))","v":"U"}]
["Use Temperature","C",0,{"$f":"'Input Sheet'!C8","v":0},0,null,"C"]
["Flow Rate","L/s",{"$f":"'Input Sheet'!B9","v":0},{"$f":"'Input Sheet'!C9","v":0},{"$f":"'Input Sheet'!D9","v":0},{"$f":"'Input Sheet'!E9","v":0},{"$f":"IF('Input Sheet'!F9=\"Triangular\",\"T\",IF('Input Sheet'!F9=\"Constant\",\"C\",IF('Input Sheet'!F9=\"Uniform\",\"U\",IF('Input Sheet'!F9=\"Normal\",\"N\",IF('Input Sheet'!F9=\"Lognormal\",\"L\",\"T\")))))","v":"T"}]

{"sheet":"Monte Carlo Calculations","index":5,"n_rows":2014,"n_cols":27,"rows_kept":2014,"cut":false,"hidden":false,"merged":[]}
["Random numbers for use in distribution (minimize these)",null,null,null,null,null,null,null,null,null,null,null,null,null,null,null,null,null,null,"Volumetric: Qr+w","DU: Qr+w (accessible resource base)","Volumetric: P","Power Density","Power using flow rate","DU: Resource (with factors)","DU: Beneficial heat using Flow rate ","Total MW available "]
[1,{"$f":"+INDEX(B$15:B$10015,newrun,0)","v":"Input parameters incomplete"},{"$f":"+INDEX(C$15:C$10015,newrun,0)","v":"Input parameters incomplete"},{"$f":"+INDEX(D$15:D$10015,newrun,0)","v":"Input parameters incomplete"},{"$f":"+INDEX(E$15:E$10015,newrun,0)","v":"Input parameters incomplete"},{"$f":"+INDEX(F$15:F$10015,newrun,0)","v":70},{"$f":"+INDEX(G$15:G$10015,newrun,0)","v":2.2442641787478484E-2},{"$f":"+INDEX(H$15:H$10015,newrun,0)","v":1.0436571129392989},{"$f":"+INDEX(I$15:I$10015,newrun,0)","v":{"$error":"#N/A"}},{"$f":"+INDEX(J$15:J$10015,newrun,0)","v":2600},{"$f":"+INDEX(K$15:K$10015,newrun,0)","v":{"$error":"#N/A"}},{"$f":"+INDEX(L$15:L$10015,newrun,0)","v":0.11763956323460775},{"$f":"+INDEX(M$15:M$10015,newrun,0)","v":0.08},{"$f":"+INDEX(N$15:N$10015,newrun,0)","v":0.9321701559727199},{"$f":"+INDEX(O$15:O$10015,newrun,0)","v":30},{"$f":"+INDEX(P$15:P$10015,newrun,0)","v":0.40606185015456336},{"$f":"+INDEX(Q$15:Q$10015,newrun,0)","v":0.65273387512814129},{"$f":"+INDEX(R$15:R$10015,newrun,0)","v":0},"Model-->",{"$f":"IF(D12=0, (('Monte Carlo Calculations'!J2*'Monte Carlo Calculations'!H2*(1-'Monte Carlo Calculations'!G2)+'Monte Carlo Calculations'!K2*'Monte Carlo Calculations'!I2*'Monte Carlo Calculations'!G2)*('Monte Carlo Calculations'!B2*1000000)*'Monte Carlo Calculations'!C2*('Monte Carlo Calculations'!E2-'Monte Carlo Calculations'!F2)), (('Monte Carlo Calculations'!J2*'Monte Carlo Calculations'!H2*(1-'Monte Carlo Calculations'!G2)+'Monte Carlo Calculations'!K2*'Monte Carlo Calculations'!I2*'Monte Carlo Calculations'!G2)*('Monte Carlo Calculations'!D2*1000000000)*('Monte Carlo Calculations'!E2-'Monte Carlo Calculations'!F2)))","v":{"$error":"#N/A"}},{"$f":"IF(D12=0, (('Monte Carlo Calculations'!J2*'Monte Carlo Calculations'!H2*(1-'Monte Carlo Calculations'!G2)+'Monte Carlo Calculations'!K2*'Monte Carlo Calculations'!I2*'Monte Carlo Calculations'!G2)*('Monte Carlo Calculations'!B2*1000000)*'Monte Carlo Calculations'!C2*('Monte Carlo Calculations'!E2-S9)), (('Monte Carlo Calculations'!J2*'Monte Carlo Calculations'!H2*(1-'Monte Carlo Calculations'!G2)+'Monte Carlo Calculations'!K2*'Monte Carlo Calculations'!I2*'Monte Carlo Calculations'!G2)*('Monte Carlo Calculations'!D2*1000000000)*('Monte Carlo Calculations'!E2-S9)))","v":{"$error":"#N/A"}},{"$f":"((T2*L2*M2)/(N2*O2*31540000000))","v":{"$error":"#N/A"}},{"$f":"IF('Input Sheet'!B12<>\"Primarily compressional Arc-volcanic setting\",9.7*B2,(0.4084*EXP(0.0144*E2)*B2))","v":{"$error":"#VALUE!"}},{"$f":"(R2*(E2-F2)*I2*M2*K2)/(N2*10^9)","v":{"$error":"#VALUE!"}},{"$f":"((U2*L2*Q2)/(P2*O2*31540000000))","v":{"$error":"#N/A"}},{"$f":"(R2*(E2-S9)*I2*Q2*K2)/(P2*10^9)","v":{"$error":"#VALUE!"}},{"$f":"((U2*L2)/(O2*31540000000))","v":{"$error":"#N/A"}}]
["↑ cell above is named \"CurrentRun\" to use in VBA ↑"]
["iterations",{"$f":"'Input Sheet'!B14","v":1000}]
[]
[null,"Area","Thickness","Volume","Reservoir Temperature","Abandonment Temperature","Porosity","Rock Specific Heat","Water Specific Heat","Rock Density","Water Density","Recovery Factor","Conversion Efficiency","Power Factor","Life Span","Capacity/utilization/load Factor - DU/Cascaded","Heat exchange efficiency","Flow Rate","Reference Temp"]
["Range of triangular distribution",{"$f":"+RAND()","v":0.82260393613081761},{"$f":"+RAND()","v":0.86373118372254087},0.66781850336447168,0.48429511602822795,0.64198989036081022,0.93698234774096056,0.54940473311620308,0.41777086134867181,0.72205799540456206,0.88404640850080152,0.22957458962164035,0.44473139604002565,0.74522191380821601,0.23632905826071937,0.67480485535564205,0.78358119511906377,0.69556200368459431]
["Min",{"$f":"'Equation inputs+defaults'!C3","v":0},{"$f":"'Equation inputs+defaults'!C4","v":0},{"$f":"'Equation inputs+defaults'!C5","v":0},{"$f":"'Equation inputs+defaults'!C6","v":0},{"$f":"'Equation inputs+defaults'!C7","v":0},{"$f":"'Equation inputs+defaults'!C8","v":0},{"$f":"'Equation inputs+defaults'!C9","v":0.97},{"$f":"'Equation inputs+defaults'!C10","v":0},{"$f":"'Equation inputs+defaults'!C11","v":0},{"$f":"'Equation inputs+defaults'!C12","v":0},{"$f":"'Equation inputs+defaults'!C13","v":0.08},{"$f":"'Equation inputs+defaults'!C14","v":"-"},{"$f":"'Equation inputs+defaults'!C15","v":0.9},{"$f":"'Equation inputs+defaults'!C16","v":0},{"$f":"'Equation inputs+defaults'!C17","v":0.4},{"$f":"'Equation inputs+defaults'!C18","v":0.6},{"$f":"'Equation inputs+defaults'!C20","v":0}]
["Mean",{"$f":"'Equation inputs+defaults'!D3","v":0},{"$f":"'Equation inputs+defaults'!D4","v":0},{"$f":"'Equation inputs+defaults'!D5","v":0},{"$f":"'Equation inputs+defaults'!D6","v":0},{"$f":"'Equation inputs+defaults'!D7","v":70},{"$f":"'Equation inputs+defaults'!D8","v":0.06},{"$f":"'Equation inputs+defaults'!D9","v":1.07},{"$f":"'Equation inputs+defaults'!D10","v":{"$error":"#N/A"}},{"$f":"'Equation inputs+defaults'!D11","v":2600},{"$f":"'Equation inputs+defaults'!D12","v":{"$error":"#N/A"}},{"$f":"'Equation inputs+defaults'!D13","v":0.14000000000000001},{"$f":"'Equation inputs+defaults'!D14","v":0.08},{"$f":"'Equation inputs+defaults'!D15","v":0.95},{"$f":"'Equation inputs+defaults'!D16","v":30},{"$f":"'Equation inputs+defaults'!D17","v":0.48},{"$f":"'Equation inputs+defaults'!D18","v":0.7},{"$f":"'Equation inputs+defaults'!D20","v":0},{"$f":"IF(ISBLANK('Input Sheet'!C46),'Input Sheet'!B46,'Input Sheet'!C46)","v":15}]
["Max",{"$f":"'Equation inputs+defaults'!E3","v":0},{"$f":"'Equation inputs+defaults'!E4","v":0},{"$f":"'Equation inputs+defaults'!E5","v":0},{"$f":"'Equation inputs+defaults'!E6","v":0},{"$f":"'Equation inputs+defaults'!E7","v":0},{"$f":"'Equation inputs+defaults'!E8","v":0},{"$f":"'Equation inputs+defaults'!E9","v":1.17},{"$f":"'Equation inputs+defaults'!E10","v":0},{"$f":"'Equation inputs+defaults'!E11","v":0},{"$f":"'Equation inputs+defaults'!E12","v":0},{"$f":"'Equation inputs+defaults'!E13","v":0.2},{"$f":"'Equation inputs+defaults'!E14","v":"-"},{"$f":"'Equation inputs+defaults'!E15","v":1},{"$f":"'Equation inputs+defaults'!E16","v":0},{"$f":"'Equation inputs+defaults'!E17","v":0.5},{"$f":"'Equation inputs+defaults'!E18","v":0.8},{"$f":"'Equation inputs+defaults'!E20","v":0}]
["Std. Dev",{"$f":"'Equation inputs+defaults'!F3","v":0},{"$f":"'Equation inputs+defaults'!F4","v":0},{"$f":"'Equation inputs+defaults'!F5","v":0},{"$f":"'Equation inputs+defaults'!F6","v":0},{"$f":"'Equation inputs+defaults'!F7","v":0},{"$f":"'Equation inputs+defaults'!F8","v":0.02},{"$f":"'Equation inputs+defaults'!F9","v":0},{"$f":"'Equation inputs+defaults'!F10","v":0},{"$f":"'Equation inputs+defaults'!F11","v":0},{"$f":"'Equation inputs+defaults'!F12","v":0},{"$f":"'Equation inputs+defaults'!F13","v":0},{"$f":"'Equation inputs+defaults'!F14","v":0},{"$f":"'Equation inputs+defaults'!F15","v":0},{"$f":"'Equation inputs+defaults'!F16","v":0},{"$f":"'Equation inputs+defaults'!F17","v":"-"},{"$f":"'Equation inputs+defaults'!F18","v":0},{"$f":"'Equation inputs+defaults'!F20","v":0}]
["One calculation for input parameters:",{"$f":"IF('Equation inputs+defaults'!G3=\"T\",(IF((B10<>B8),IF(B7<=(B9-B8)/(B10-B8),B8+SQRT(B7*(B10-B8)*(B9-B8)),B10-SQRT((1-B7)*(B10-B8)*(-B9+B10))),B9)),IF('Equation inputs+defaults'!G3=\"N\",_xlfn.NORM.INV(B7,B9,B11),IF('Equation inputs+defaults'!G3=\"L\",_xlfn.LOGNORM.INV(B7,B9,B11),IF('Equation inputs+defaults'!G3=\"C\",B9,IF('Equation inputs+defaults'!G3=\"U\",B7*(B10-B8)+B8,\"Input parameters incomplete\")))))","v":"Input parameters incomplete"},{"$f":"IF('Equation inputs+defaults'!G4=\"T\",(IF((C10<>C8),IF(C7<=(C9-C8)/(C10-C8),C8+SQRT(C7*(C10-C8)*(C9-C8)),C10-SQRT((1-C7)*(C10-C8)*(-C9+C10))),C9)),IF('Equation inputs+defaults'!G4=\"N\",_xlfn.NORM.INV(C7,C9,C11),IF('Equation inputs+defaults'!G4=\"L\",_xlfn.LOGNORM.INV(C7,C9,C11),IF('Equation inputs+defaults'!G4=\"C\",C9,IF('Equation inputs+defaults'!G4=\"U\",C7*(C10-C8)+C8,\"Input parameters incomplete\")))))","v":"Input parameters incomplete"},{"$f":"IF('Equation inputs+defaults'!G5=\"T\",(IF((D10<>D8),IF(D7<=(D9-D8)/(D10-D8),D8+SQRT(D7*(D10-D8)*(D9-D8)),D10-SQRT((1-D7)*(D10-D8)*(-D9+D10))),D9)),IF('Equation inputs+defaults'!G5=\"N\",_xlfn.NORM.INV(D7,D9,D11),IF('Equation inputs+defaults'!G5=\"L\",_xlfn.LOGNORM.INV(D7,D9,D11),IF('Equation inputs+defaults'!G5=\"C\",D9,IF('Equation inputs+defaults'!G5=\"U\",D7*(D10-D8)+D8,\"Input parameters incomplete\")))))","v":"Input parameters incomplete"},{"$f":"IF('Equation inputs+defaults'!G6=\"T\",(IF((E10<>E8),IF(E7<=(E9-E8)/(E10-E8),E8+SQRT(E7*(E10-E8)*(E9-E8)),E10-SQRT((1-E7)*(E10-E8)*(-E9+E10))),E9)),IF('Equation inputs+defaults'!G6=\"N\",_xlfn.NORM.INV(E7,E9,E11),IF('Equation inputs+defaults'!G6=\"L\",_xlfn.LOGNORM.INV(E7,E9,E11),IF('Equation inputs+defaults'!G6=\"C\",E9,IF('Equation inputs+defaults'!G6=\"U\",E7*(E10-E8)+E8,\"Input parameters incomplete\")))))","v":"Input parameters incomplete"},{"$f":"IF('Equation inputs+defaults'!G7=\"T\",(IF((F10<>F8),IF(F7<=(F9-F8)/(F10-F8),F8+SQRT(F7*(F10-F8)*(F9-F8)),F10-SQRT((1-F7)*(F10-F8)*(-F9+F10))),F9)),IF('Equation inputs+defaults'!G7=\"N\",_xlfn.NORM.INV(F7,F9,F11),IF('Equation inputs+defaults'!G7=\"L\",_xlfn.LOGNORM.INV(F7,F9,F11),IF('Equation inputs+defaults'!G7=\"C\",F9,IF('Equation inputs+defaults'!G7=\"U\",F7*(F10-F8)+F8,\"Input parameters incomplete\")))))","v":70},{"$f":"IF('Equation inputs+defaults'!G8=\"T\",(IF((G10<>G8),IF(G7<=(G9-G8)/(G10-G8),G8+SQRT(G7*(G10-G8)*(G9-G8)),G10-SQRT((1-G7)*(G10-G8)*(-G9+G10))),G9)),IF('Equation inputs+defaults'!G8=\"N\",_xlfn.NORM.INV(G7,G9,G11),IF('Equation inputs+defaults'!G8=\"L\",_xlfn.LOGNORM.INV(G7,G9,G11),IF('Equation inputs+defaults'!G8=\"C\",G9,IF('Equation inputs+defaults'!G8=\"U\",G7*(G10-G8)+G8,\"Input parameters incomplete\")))))","v":9.0598499183488265E-2},{"$f":"IF('Equation inputs+defaults'!G9=\"T\",(IF((H10<>H8),IF(H7<=(H9-H8)/(H10-H8),H8+SQRT(H7*(H10-H8)*(H9-H8)),H10-SQRT((1-H7)*(H10-H8)*(-H9+H10))),H9)),IF('Equation inputs+defaults'!G9=\"N\",_xlfn.NORM.INV(H7,H9,H11),IF('Equation inputs+defaults'!G9=\"L\",_xlfn.LOGNORM.INV(H7,H9,H11),IF('Equation inputs+defaults'!G9=\"C\",H9,IF('Equation inputs+defaults'!G9=\"U\",H7*(H10-H8)+H8,\"Input parameters incomplete\")))))","v":1.0750689442928398},{"$f":"IF('Equation inputs+defaults'!G10=\"T\",(IF((I10<>I8),IF(I7<=(I9-I8)/(I10-I8),I8+SQRT(I7*(I10-I8)*(I9-I8)),I10-SQRT((1-I7)*(I10-I8)*(-I9+I10))),I9)),IF('Equation inputs+defaults'!G10=\"N\",_xlfn.NORM.INV(I7,I9,I11),IF('Equation inputs+defaults'!G10=\"L\",_xlfn.LOGNORM.INV(I7,I9,I11),IF('Equation inputs+defaults'!G10=\"C\",I9,IF('Equation inputs+defaults'!G10=\"U\",I7*(I10-I8)+I8,\"Input parameters incomplete\")))))","v":{"$error":"#N/A"}},{"$f":"IF('Equation inputs+defaults'!G11=\"T\",(IF((J10<>J8),IF(J7<=(J9-J8)/(J10-J8),J8+SQRT(J7*(J10-J8)*(J9-J8)),J10-SQRT((1-J7)*(J10-J8)*(-J9+J10))),J9)),IF('Equation inputs+defaults'!G11=\"N\",_xlfn.NORM.INV(J7,J9,J11),IF('Equation inputs+defaults'!G11=\"L\",_xlfn.LOGNORM.INV(J7,J9,J11),IF('Equation inputs+defaults'!G11=\"C\",J9,IF('Equation inputs+defaults'!G11=\"U\",J7*(J10-J8)+J8,\"Input parameters incomplete\")))))","v":2600},{"$f":"IF('Equation inputs+defaults'!G12=\"T\",(IF((K10<>K8),IF(K7<=(K9-K8)/(K10-K8),K8+SQRT(K7*(K10-K8)*(K9-K8)),K10-SQRT((1-K7)*(K10-K8)*(-K9+K10))),K9)),IF('Equation inputs+defaults'!G12=\"N\",_xlfn.NORM.INV(K7,K9,K11),IF('Equation inputs+defaults'!G12=\"L\",_xlfn.LOGNORM.INV(K7,K9,K11),IF('Equation inputs+defaults'!G12=\"C\",K9,IF('Equation inputs+defaults'!G12=\"U\",K7*(K10-K8)+K8,\"Input parameters incomplete\")))))","v":{"$error":"#N/A"}},{"$f":"IF('Equation inputs+defaults'!G13=\"T\",(IF((L10<>L8),IF(L7<=(L9-L8)/(L10-L8),L8+SQRT(L7*(L10-L8)*(L9-L8)),L10-SQRT((1-L7)*(L10-L8)*(-L9+L10))),L9)),IF('Equation inputs+defaults'!G13=\"N\",_xlfn.NORM.INV(L7,L9,L11),IF('Equation inputs+defaults'!G13=\"L\",_xlfn.LOGNORM.INV(L7,L9,L11),IF('Equation inputs+defaults'!G13=\"C\",L9,IF('Equation inputs+defaults'!G13=\"U\",L7*(L10-L8)+L8,\"Input parameters incomplete\")))))","v":0.10754895075459685},{"$f":"IF('Equation inputs+defaults'!G14=\"T\",(IF((M10<>M8),IF(M7<=(M9-M8)/(M10-M8),M8+SQRT(M7*(M10-M8)*(M9-M8)),M10-SQRT((1-M7)*(M10-M8)*(-M9+M10))),M9)),IF('Equation inputs+defaults'!G14=\"N\",_xlfn.NORM.INV(M7,M9,M11),IF('Equation inputs+defaults'!G14=\"L\",_xlfn.LOGNORM.INV(M7,M9,M11),IF('Equation inputs+defaults'!G14=\"C\",M9,IF('Equation inputs+defaults'!G14=\"U\",M7*(M10-M8)+M8,\"Input parameters incomplete\")))))","v":0.08},{"$f":"IF('Equation inputs+defaults'!G15=\"T\",(IF((N10<>N8),IF(N7<=(N9-N8)/(N10-N8),N8+SQRT(N7*(N10-N8)*(N9-N8)),N10-SQRT((1-N7)*(N10-N8)*(-N9+N10))),N9)),IF('Equation inputs+defaults'!G15=\"N\",_xlfn.NORM.INV(N7,N9,N11),IF('Equation inputs+defaults'!G15=\"L\",_xlfn.LOGNORM.INV(N7,N9,N11),IF('Equation inputs+defaults'!G15=\"C\",N9,IF('Equation inputs+defaults'!G15=\"U\",N7*(N10-N8)+N8,\"Input parameters incomplete\")))))","v":0.96430839831334381},{"$f":"IF('Equation inputs+defaults'!G16=\"T\",(IF((O10<>O8),IF(O7<=(O9-O8)/(O10-O8),O8+SQRT(O7*(O10-O8)*(O9-O8)),O10-SQRT((1-O7)*(O10-O8)*(-O9+O10))),O9)),IF('Equation inputs+defaults'!G16=\"N\",_xlfn.NORM.INV(O7,O9,O11),IF('Equation inputs+defaults'!G16=\"L\",_xlfn.LOGNORM.INV(O7,O9,O11),IF('Equation inputs+defaults'!G16=\"C\",O9,IF('Equation inputs+defaults'!G16=\"U\",O7*(O10-O8)+O8,\"Input parameters incomplete\")))))","v":30},{"$f":"IF('Equation inputs+defaults'!G17=\"T\",(IF((P10<>P8),IF(P7<=(P9-P8)/(P10-P8),P8+SQRT(P7*(P10-P8)*(P9-P8)),P10-SQRT((1-P7)*(P10-P8)*(-P9+P10))),P9)),IF('Equation inputs+defaults'!G17=\"N\",_xlfn.NORM.INV(P7,P9,P11),IF('Equation inputs+defaults'!G17=\"L\",_xlfn.LOGNORM.INV(P7,P9,P11),IF('Equation inputs+defaults'!G17=\"C\",P9,IF('Equation inputs+defaults'!G17=\"U\",P7*(P10-P8)+P8,\"Input parameters incomplete\")))))","v":0.46748048553556421},{"$f":"IF('Equation inputs+defaults'!G18=\"T\",(IF((Q10<>Q8),IF(Q7<=(Q9-Q8)/(Q10-Q8),Q8+SQRT(Q7*(Q10-Q8)*(Q9-Q8)),Q10-SQRT((1-Q7)*(Q10-Q8)*(-Q9+Q10))),Q9)),IF('Equation inputs+defaults'!G18=\"N\",_xlfn.NORM.INV(Q7,Q9,Q11),IF('Equation inputs+defaults'!G18=\"L\",_xlfn.LOGNORM.INV(Q7,Q9,Q11),IF('Equation inputs+defaults'!G18=\"C\",Q9,IF('Equation inputs+defaults'!G18=\"U\",Q7*(Q10-Q8)+Q8,\"Input parameters incomplete\")))))","v":0.7567162390238128},{"$f":"IF('Equation inputs+defaults'!G20=\"T\",(IF((R10<>R8),IF(R7<=(R9-R8)/(R10-R8),R8+SQRT(R7*(R10-R8)*(R9-R8)),R10-SQRT((1-R7)*(R10-R8)*(-R9+R10))),R9)),IF('Equation inputs+defaults'!G20=\"N\",_xlfn.NORM.INV(R7,R9,R11),IF('Equation inputs+defaults'!G20=\"L\",_xlfn.LOGNORM.INV(R7,R9,R11),IF('Equation inputs+defaults'!G20=\"C\",R9,IF('Equation inputs+defaults'!G20=\"U\",R7*(R10-R8)+R8,\"Input parameters incomplete\")))))","v":0}]
[]
["Monte Carlo seed line number#","Inputs/Seed",null,null,null,null,null,null,null,null,null,null,null,null,null,null,null,null,null,null,null,"Outputs/Results"]
[null,"Input parameters incomplete","Input parameters incomplete","Input parameters incomplete","Input parameters incomplete",70,2.2442641787478484E-2,1.0436571129392989,{"$error":"#N/A"},2600,{"$error":"#N/A"},0.11763956323460775,0.08,0.9321701559727199,30,0.40606185015456336,0.65273387512814129,0,null,null,null,{"$error":"#N/A"},{"$error":"#VALUE!"},{"$error":"#VALUE!"},{"$error":"#N/A"},{"$error":"#VALUE!"},168.72244176194292]
[null,"Input parameters incomplete","Input parameters incomplete","Input parameters incomplete","Input parameters incomplete",70,5.1149554481739266E-2,1.0224625025754901,{"$error":"#N/A"},2600,{"$error":"#N/A"},9.7841244745043771E-2,0.08,0.94823360362630238,30,0.45863011886199934,0.77264784649536,0,null,null,null,{"$error":"#N/A"},{"$error":"#VALUE!"},{"$error":"#VALUE!"},{"$error":"#N/A"},{"$error":"#VALUE!"},147.92387856323018]
[null,"Input parameters incomplete","Input parameters incomplete","Input parameters incomplete","Input parameters incomplete",70,4.5566378675436656E-2,1.1300808945010816,{"$error":"#N/A"},2600,{"$error":"#N/A"},9.7103563965557638E-2,0.08,0.95306272717922025,30,0.49309856936693225,0.70609628996765872,0,null,null,null,{"$error":"#N/A"},{"$error":"#VALUE!"},{"$error":"#VALUE!"},{"$error":"#N/A"},{"$error":"#VALUE!"},277.89484710402962]
[null,"Input parameters incomplete","Input parameters incomplete","Input parameters incomplete","Input parameters incomplete",70,7.7779248168726306E-2,1.1252624699660954,{"$error":"#N/A"},2600,{"$error":"#N/A"},0.16657103285494654,0.08,0.92809895980350232,30,0.45078361645196896,0.65134631093490181,0,null,null,null,{"$error":"#N/A"},{"$error":"#VALUE!"},{"$error":"#VALUE!"},{"$error":"#N/A"},{"$error":"#VALUE!"},226.62713161460167]
[null,"Input parameters incomplete","Input parameters incomplete","Input parameters incomplete","Input parameters incomplete",70,3.9579173630962507E-2,1.1436218246302254,{"$error":"#N/A"},2600,{"$error":"#N/A"},0.15296865229839887,0.08,0.96501627329105266,30,0.47241248381226414,0.62120168900221995,0,null,null,null,{"$error":"#N/A"},{"$error":"#VALUE!"},{"$error":"#VALUE!"},{"$error":"#N/A"},{"$error":"#VALUE!"},244.47924111173012]
[null,"Input parameters incomplete","Input parameters incomplete","Input parameters incomplete","Input parameters incomplete",70,9.5521407119203469E-2,1.1299872560836288,{"$error":"#N/A"},2600,{"$error":"#N/A"},0.1016364386308698,0.08,0.94957521203134199,30,0.43883598863248208,0.74831107198560831,0,null,null,null,{"$error":"#N/A"},{"$error":"#VALUE!"},{"$error":"#VALUE!"},{"$error":"#N/A"},{"$error":"#VALUE!"},182.63257570595255]
[null,"Input parameters incomplete","Input parameters incomplete","Input parameters incomplete","Input parameters incomplete",70,6.8178274250857707E-2,1.0189963604339558,{"$error":"#N/A"},2600,{"$error":"#N/A"},0.15260945284957866,0.08,0.9311262985938491,30,0.42678800424971619,0.77727133089266875,0,null,null,null,{"$error":"#N/A"},{"$error":"#VALUE!"},{"$error":"#VALUE!"},{"$error":"#N/A"},{"$error":"#VALUE!"},190.65610587885661]
[null,"Input parameters incomplete","Input parameters incomplete","Input parameters incomplete","Input parameters incomplete",70,3.9958450062634612E-2,1.0418740974859433,{"$error":"#N/A"},2600,{"$error":"#N/A"},9.700363568190741E-2,0.08,0.93774101288608436,30,0.42027887063572961,0.69181986659213979,0,null,null,null,{"$error":"#N/A"},{"$error":"#VALUE!"},{"$error":"#VALUE!"},{"$error":"#N/A"},{"$error":"#VALUE!"},182.02183816679803]
[null,"Input parameters incomplete","Input parameters incomplete","Input parameters incomplete","Input parameters incomplete",70,1.4768586729593899E-2,1.031556920117366,{"$error":"#N/A"},2600,{"$error":"#N/A"},0.11686643939587694,0.08,0.93097995947742029,30,0.40457306210641192,0.76239063816274111,0,null,null,null,{"$error":"#N/A"},{"$error":"#VALUE!"},{"$error":"#VALUE!"},{"$error":"#N/A"},{"$error":"#VALUE!"},252.926568551245]
[null,"Input parameters incomplete","Input parameters incomplete","Input parameters incomplete","Input parameters incomplete",70,7.8090298288211651E-2,1.0552658740820822,{"$error":"#N/A"},2600,{"$error":"#N/A"},0.16396256161095418,0.08,0.92607859036530138,30,0.48687061031751333,0.78107694277819595,0,null,null,null,{"$error":"#N/A"},{"$error":"#VALUE!"},{"$error":"#VALUE!"},{"$error":"#N/A"},{"$error":"#VALUE!"},181.55650934728317]
[null,"Input parameters incomplete","Input parameters incomplete","Input parameters incomplete","Input parameters incomplete",70,6.6830834461219749E-2,1.0982744686714776,{"$error":"#N/A"},2600,{"$error":"#N/A"},9.7392247668846535E-2,0.08,0.92842884973886963,30,0.48795459602964869,0.73944244073206211,0,null,null,null,{"$error":"#N/A"},{"$error":"#VALUE!"},{"$error":"#VALUE!"},{"$error":"#N/A"},{"$error":"#VALUE!"},288.99469026096779]
[null,"Input parameters incomplete","Input parameters incomplete","Input parameters incomplete","Input parameters incomplete",70,4.0314225686901503E-2,1.0981428528288246,{"$error":"#N/A"},2600,{"$error":"#N/A"},8.9340409521993125E-2,0.08,0.96391608470566148,30,0.46038261491168719,0.72531499511444009,0,null,null,null,{"$error":"#N/A"},{"$error":"#VALUE!"},{"$error":"#VALUE!"},{"$error":"#N/A"},{"$error":"#VALUE!"},236.5339387696045]
[null,"Input parameters incomplete","Input parameters incomplete","Input parameters incomplete","Input parameters incomplete",70,5.3176554842180541E-2,1.0855404918318701,{"$error":"#N/A"},2600,{"$error":"#N/A"},0.1207529818159695,0.08,0.9575188128429285,30,0.46945847579359479,0.67631016425812585,0,null,null,null,{"$error":"#N/A"},{"$error":"#VALUE!"},{"$error":"#VALUE!"},{"$error":"#N/A"},{"$error":"#VALUE!"},127.2627624987372]
[null,"Input parameters incomplete","Input parameters incomplete","Input parameters incomplete","Input parameters incomplete",70,7.2461182519205303E-2,1.0969561825378589,{"$error":"#N/A"},2600,{"$error":"#N/A"},0.18292361704882118,0.08,0.97034737382607528,30,0.451884696554893,0.73904509281670194,0,null,null,null,{"$error":"#N/A"},{"$error":"#VALUE!"},{"$error":"#VALUE!"},{"$error":"#N/A"},{"$error":"#VALUE!"},273.33233817777591]
[null,"Input parameters incomplete","Input parameters incomplete","Input parameters incomplete","Input parameters incomplete",70,9.4682552777862694E-2,1.0710717622345554,{"$error":"#N/A"},2600,{"$error":"#N/A"},9.2584139996100018E-2,0.08,0.95332943644967227,30,0.42441186508645873,0.61605406994654299,0,null,null,null,{"$error":"#N/A"},{"$error":"#VALUE!"},{"$error":"#VALUE!"},{"$error":"#N/A"},{"$error":"#VALUE!"},270.8427413755935]
[null,"Input parameters incomplete","Input parameters incomplete","Input parameters incomplete","Input parameters incomplete",70,7.9039839980788576E-2,1.1168719219475323,{"$error":"#N/A"},2600,{"$error":"#N/A"},0.10204517564911546,0.08,0.9541949244415423,30,0.46545702114631948,0.63337476963045647,0,null,null,null,{"$error":"#N/A"},{"$error":"#VALUE!"},{"$error":"#VALUE!"},{"$error":"#N/A"},{"$error":"#VALUE!"},116.48664039273204]
[null,"Input parameters incomplete","Input parameters incomplete","Input parameters incomplete","Input parameters incomplete",70,4.2189925128675088E-2,1.0382525769926141,{"$error":"#N/A"},2600,{"$error":"#N/A"},0.15641248032394461,0.08,0.99312949912495274,30,0.43840075736649042,0.73050296930225178,0,null,null,null,{"$error":"#N/A"},{"$error":"#VALUE!"},{"$error":"#VALUE!"},{"$error":"#N/A"},{"$error":"#VALUE!"},222.90085039378289]
[null,"Input parameters incomplete","Input parameters incomplete","Input parameters incomplete","Input parameters incomplete",70,8.163935668896416E-2,1.0420520562239739,{"$error":"#N/A"},2600,{"$error":"#N/A"},0.12282233415411077,0.08,0.95406489848197762,30,0.40077121544228239,0.63010391883338424,0,null,null,null,{"$error":"#N/A"},{"$error":"#VALUE!"},{"$error":"#VALUE!"},{"$error":"#N/A"},{"$error":"#VALUE!"},116.92523641208059]
[null,"Input parameters incomplete","Input parameters incomplete","Input parameters incomplete","Input parameters incomplete",70,4.4717096782657603E-2,1.0396450204964678,{"$error":"#N/A"},2600,{"$error":"#N/A"},0.18422440927309763,0.08,0.94539791148908081,30,0.45166126672751294,0.69929710891648356,0,null,null,null,{"$error":"#N/A"},{"$error":"#VALUE!"},{"$error":"#VALUE!"},{"$error":"#N/A"},{"$error":"#VALUE!"},126.17671481433734]
[null,"Input parameters incomplete","Input parameters incomplete","Input parameters incomplete","Input parameters incomplete",70,2.6005568111235937E-2,1.0739171172751725,{"$error":"#N/A"},2600,{"$error":"#N/A"},0.14125452759834461,0.08,0.92870525371549684,30,0.44796646031520387,0.73462792695151513,0,null,null,null,{"$error":"#N/A"},{"$error":"#VALUE!"},{"$error":"#VALUE!"},{"$error":"#N/A"},{"$error":"#VALUE!"},162.58695018205063]
[null,"Input parameters incomplete","Input parameters incomplete","Input parameters incomplete","Input parameters incomplete",70,7.1506601769912539E-2,1.1027993601907846,{"$error":"#N/A"},2600,{"$error":"#N/A"},0.11293822954048424,0.08,0.96549188764346694,30,0.41972866807481857,0.67210626047107047,0,null,null,null,{"$error":"#N/A"},{"$error":"#VALUE!"},{"$error":"#VALUE!"},{"$error":"#N/A"},{"$error":"#VALUE!"},231.90755655615175]
[null,"Input parameters incomplete","Input parameters incomplete","Input parameters incomplete","Input parameters incomplete",70,6.5206573162227915E-2,1.0714864959972317,{"$error":"#N/A"},2600,{"$error":"#N/A"},0.1563362532507451,0.08,0.93843203209619497,30,0.49724770829088194,0.67782237968503067,0,null,null,null,{"$error":"#N/A"},{"$error":"#VALUE!"},{"$error":"#VALUE!"},{"$error":"#N/A"},{"$error":"#VALUE!"},206.88573439508292]
[null,"Input parameters incomplete","Input parameters incomplete","Input parameters incomplete","Input parameters incomplete",70,3.7228517482381249E-2,1.0133434264841761,{"$error":"#N/A"},2600,{"$error":"#N/A"},0.17155750348248494,0.08,0.93193571180265167,30,0.42982405755921349,0.61100900735310348,0,null,null,null,{"$error":"#N/A"},{"$error":"#VALUE!"},{"$error":"#VALUE!"},{"$error":"#N/A"},{"$error":"#VALUE!"},266.40959180646843]
[null,"Input parameters incomplete","Input parameters incomplete","Input parameters incomplete","Input parameters incomplete",70,6.1020036788269907E-2,0.99449688379660428,{"$error":"#N/A"},2600,{"$error":"#N/A"},0.1993944566965499,0.08,0.93693557924271065,30,0.47041694665001377,0.75344490980553303,0,null,null,null,{"$error":"#N/A"},{"$error":"#VALUE!"},{"$error":"#VALUE!"},{"$error":"#N/A"},{"$error":"#VALUE!"},180.5519149568922]
[null,"Input parameters incomplete","Input parameters incomplete","Input parameters incomplete","Input parameters incomplete",70,7.0282173545775567E-2,1.0637368784231422,{"$error":"#N/A"},2600,{"$error":"#N/A"},0.13589262358919893,0.08,0.91411048335275302,30,0.45146445266877344,0.67215689140721802,0,null,null,null,{"$error":"#N/A"},{"$error":"#VALUE!"},{"$error":"#VALUE!"},{"$error":"#N/A"},{"$error":"#VALUE!"},112.82867354180789]
[null,"Input parameters incomplete","Input parameters incomplete","Input parameters incomplete","Input parameters incomplete",70,2.7963903637306803E-2,1.0197562335093238,{"$error":"#N/A"},2600,{"$error":"#N/A"},8.6859002514641737E-2,0.08,0.95274745987276588,30,0.4383614301305912,0.66501392557755901,0,null,null,null,{"$error":"#N/A"},{"$error":"#VALUE!"},{"$error":"#VALUE!"},{"$error":"#N/A"},{"$error":"#VALUE!"},121.16896292177418]
[null,"Input parameters incomplete","Input parameters incomplete","Input parameters incomplete","Input parameters incomplete",70,3.2796336055339229E-2,1.0290522061124943,{"$error":"#N/A"},2600,{"$error":"#N/A"},0.17746244245830542,0.08,0.95602620677278105,30,0.458027105273283,0.69631978751986057,0,null,null,null,{"$error":"#N/A"},{"$error":"#VALUE!"},{"$error":"#VALUE!"},{"$error":"#N/A"},{"$error":"#VALUE!"},146.07229568015103]
[null,"Input parameters incomplete","Input parameters incomplete","Input parameters incomplete","Input parameters incomplete",70,7.5538209109767301E-2,1.0601090387818854,{"$error":"#N/A"},2600,{"$error":"#N/A"},0.14992203275409224,0.08,0.9743463365744699,30,0.46080489311322276,0.7560678665810967,0,null,null,null,{"$error":"#N/A"},{"$error":"#VALUE!"},{"$error":"#VALUE!"},{"$error":"#N/A"},{"$error":"#VALUE!"},180.89597899671537]
[null,"Input parameters incomplete","Input parameters incomplete","Input parameters incomplete","Input parameters incomplete",70,4.6592806135846668E-2,1.032235101277249,{"$error":"#N/A"},2600,{"$error":"#N/A"},0.13418614483737246,0.08,0.95065867892474076,30,0.40437747838718241,0.61017338568580537,0,null,null,null,{"$error":"#N/A"},{"$error":"#VALUE!"},{"$error":"#VALUE!"},{"$error":"#N/A"},{"$error":"#VALUE!"},174.52634550269664]
[null,"Input parameters incomplete","Input parameters incomplete","Input parameters incomplete","Input parameters incomplete",70,6.0410434061223102E-2,0.99851676433839065,{"$error":"#N/A"},2600,{"$error":"#N/A"},0.19711712081345634,0.08,0.97066195701267988,30,0.48175256435815211,0.6171671891078202,0,null,null,null,{"$error":"#N/A"},{"$error":"#VALUE!"},{"$error":"#VALUE!"},{"$error":"#N/A"},{"$error":"#VALUE!"},222.24531252221271]
[null,"Input parameters incomplete","Input parameters incomplete","Input parameters incomplete","Input parameters incomplete",70,3.5786914541566878E-2,1.0438936267884564,{"$error":"#N/A"},2600,{"$error":"#N/A"},0.152028818564519,0.08,0.95138005370218959,30,0.41722999624154478,0.72545956661536448,0,null,null,null,{"$error":"#N/A"},{"$error":"#VALUE!"},{"$error":"#VALUE!"},{"$error":"#N/A"},{"$error":"#VALUE!"},263.2010150171289]
[null,"Input parameters incomplete","Input parameters incomplete","Input parameters incomplete","Input parameters incomplete",70,4.6595020302915971E-2,1.0579116179397798,{"$error":"#N/A"},2600,{"$error":"#N/A"},0.12321653468313815,0.08,0.94244380065582234,30,0.47060515051187379,0.76185181991280848,0,null,null,null,{"$error":"#N/A"},{"$error":"#VALUE!"},{"$error":"#VALUE!"},{"$error":"#N/A"},{"$error":"#VALUE!"},155.69526755000237]
[null,"Input parameters incomplete","Input parameters incomplete","Input parameters incomplete","Input parameters incomplete",70,3.0727149379445373E-2,1.0360189250912186,{"$error":"#N/A"},2600,{"$error":"#N/A"},0.17411814023713271,0.08,0.98157740165074547,30,0.40770356982819023,0.77079878733603069,0,null,null,null,{"$error":"#N/A"},{"$error":"#VALUE!"},{"$error":"#VALUE!"},{"$error":"#N/A"},{"$error":"#VALUE!"},234.07064763855485]
[null,"Input parameters incomplete","Input parameters incomplete","Input parameters incomplete","Input parameters incomplete",70,3.4436577054929557E-2,1.1398422537067745,{"$error":"#N/A"},2600,{"$error":"#N/A"},0.14222381564377673,0.08,0.9277104343203596,30,0.44656566851813795,0.7013227263972861,0,null,null,null,{"$error":"#N/A"},{"$error":"#VALUE!"},{"$error":"#VALUE!"},{"$error":"#N/A"},{"$error":"#VALUE!"},183.7171989130334]
[null,"Input parameters incomplete","Input parameters incomplete","Input parameters incomplete","Input parameters incomplete",70,7.2179750865628473E-2,1.1516858091422746,{"$error":"#N/A"},2600,{"$error":"#N/A"},0.12236612403151566,0.08,0.98797129955843421,30,0.4226365539840119,0.79760472891067602,0,null,null,null,{"$error":"#N/A"},{"$error":"#VALUE!"},{"$error":"#VALUE!"},{"$error":"#N/A"},{"$error":"#VALUE!"},146.95626606354375]
[null,"Input parameters incomplete","Input parameters incomplete","Input parameters incomplete","Input parameters incomplete",70,4.1435654171784533E-2,1.1077977104486783,{"$error":"#N/A"},2600,{"$error":"#N/A"},0.13777230432632609,0.08,0.94724847527591982,30,0.4252503304485129,0.63109270357591118,0,null,null,null,{"$error":"#N/A"},{"$error":"#VALUE!"},{"$error":"#VALUE!"},{"$error":"#N/A"},{"$error":"#VALUE!"},119.1552093505402]
[null,"Input parameters incomplete","Input parameters incomplete","Input parameters incomplete","Input parameters incomplete",70,4.3977411391054211E-2,1.1015889518744193,{"$error":"#N/A"},2600,{"$error":"#N/A"},0.19311015605941373,0.08,0.98112446214019455,30,0.41717510237224731,0.7978272291867512,0,null,null,null,{"$error":"#N/A"},{"$error":"#VALUE!"},{"$error":"#VALUE!"},{"$error":"#N/A"},{"$error":"#VALUE!"},207.16820027334131]
[null,"Input parameters incomplete","Input parameters incomplete","Input parameters incomplete","Input parameters incomplete",70,6.2716377684000943E-2,1.1042321285470995,{"$error":"#N/A"},2600,{"$error":"#N/A"},0.13810874315629851,0.08,0.9462028042344115,30,0.47261306793974517,0.619705966569842,0,null,null,null,{"$error":"#N/A"},{"$error":"#VALUE!"},{"$error":"#VALUE!"},{"$error":"#N/A"},{"$error":"#VALUE!"},267.1548443485633]
[null,"Input parameters incomplete","Input parameters incomplete","Input parameters incomplete","Input parameters incomplete",70,4.6157452824752331E-2,1.0268833831036939,{"$error":"#N/A"},2600,{"$error":"#N/A"},0.13034281655927199,0.08,0.92760692628185759,30,0.43001608887039583,0.71295443453553653,0,null,null,null,{"$error":"#N/A"},{"$error":"#VALUE!"},{"$error":"#VALUE!"},{"$error":"#N/A"},{"$error":"#VALUE!"},276.03952532253822]
[null,"Input parameters incomplete","Input parameters incomplete","Input parameters incomplete","Input parameters incomplete",70,3.808686883171826E-2,1.0519627891344632,{"$error":"#N/A"},2600,{"$error":"#N/A"},0.18611269500710956,0.08,0.93709987203546508,30,0.46274970967256485,0.7723258557059276,0,null,null,null,{"$error":"#N/A"},{"$error":"#VALUE!"},{"$error":"#VALUE!"},{"$error":"#N/A"},{"$error":"#VALUE!"},180.86064292185321]
[null,"Input parameters incomplete","Input parameters incomplete","Input parameters incomplete","Input parameters incomplete",70,4.698568821058343E-2,1.1170232614065847,{"$error":"#N/A"},2600,{"$error":"#N/A"},9.006947701211454E-2,0.08,0.91672147822571171,30,0.49047158930133372,0.72784906571166297,0,null,null,null,{"$error":"#N/A"},{"$error":"#VALUE!"},{"$error":"#VALUE!"},{"$error":"#N/A"},{"$error":"#VALUE!"},281.2991097362094]
[null,"Input parameters incomplete","Input parameters incomplete","Input parameters incomplete","Input parameters incomplete",70,4.5343500644093093E-2,1.0248863333301166,{"$error":"#N/A"},2600,{"$error":"#N/A"},0.16050225399949181,0.08,0.92768561294286478,30,0.44935318020691384,0.78765233384557731,0,null,null,null,{"$error":"#N/A"},{"$error":"#VALUE!"},{"$error":"#VALUE!"},{"$error":"#N/A"},{"$error":"#VALUE!"},117.4749546771137]
[null,"Input parameters incomplete","Input parameters incomplete","Input parameters incomplete","Input parameters incomplete",70,8.8585465322582671E-2,0.99266367249414533,{"$error":"#N/A"},2600,{"$error":"#N/A"},8.6065755488781134E-2,0.08,0.9357686720467574,30,0.43860102319535654,0.77620171307631325,0,null,null,null,{"$error":"#N/A"},{"$error":"#VALUE!"},{"$error":"#VALUE!"},{"$error":"#N/A"},{"$error":"#VALUE!"},281.58824148953761]
[null,"Input parameters incomplete","Input parameters incomplete","Input parameters incomplete","Input parameters incomplete",70,4.035723917521359E-2,1.1386468021028393,{"$error":"#N/A"},2600,{"$error":"#N/A"},0.11767064450097198,0.08,0.96427936505592571,30,0.49559710836428228,0.75265056755727011,0,null,null,null,{"$error":"#N/A"},{"$error":"#VALUE!"},{"$error":"#VALUE!"},{"$error":"#N/A"},{"$error":"#VALUE!"},189.4210089545702]
[null,"Input parameters incomplete","Input parameters incomplete","Input parameters incomplete","Input parameters incomplete",70,6.1074013091918199E-2,1.0658801337151445,{"$error":"#N/A"},2600,{"$error":"#N/A"},0.16038705979140855,0.08,0.9785776796996587,30,0.4623011398632304,0.62828664646176424,0,null,null,null,{"$error":"#N/A"},{"$error":"#VALUE!"},{"$error":"#VALUE!"},{"$error":"#N/A"},{"$error":"#VALUE!"},261.54425074159087]
[null,"Input parameters incomplete","Input parameters incomplete","Input parameters incomplete","Input parameters incomplete",70,7.0788778060283303E-2,1.1294813593249842,{"$error":"#N/A"},2600,{"$error":"#N/A"},9.5484682355983744E-2,0.08,0.95460009785244493,30,0.45534159238072913,0.63498012827870054,0,null,null,null,{"$error":"#N/A"},{"$error":"#VALUE!"},{"$error":"#VALUE!"},{"$error":"#N/A"},{"$error":"#VALUE!"},137.89973495835574]
[null,"Input parameters incomplete","Input parameters incomplete","Input parameters incomplete","Input parameters incomplete",70,7.19282707038187E-2,1.0849504228599376,{"$error":"#N/A"},2600,{"$error":"#N/A"},0.15471045546700607,0.08,0.95740211748157855,30,0.49362794382526853,0.71007050869040644,0,null,null,null,{"$error":"#N/A"},{"$error":"#VALUE!"},{"$error":"#VALUE!"},{"$error":"#N/A"},{"$error":"#VALUE!"},256.07958925838989]
[null,"Input parameters incomplete","Input parameters incomplete","Input parameters incomplete","Input parameters incomplete",70,2.151657228268132E-2,1.1271871011263144,{"$error":"#N/A"},2600,{"$error":"#N/A"},0.10010329520601015,0.08,0.95154530603076692,30,0.40308668440542772,0.61854213260866697,0,null,null,null,{"$error":"#N/A"},{"$error":"#VALUE!"},{"$error":"#VALUE!"},{"$error":"#N/A"},{"$error":"#VALUE!"},161.81022345390414]
[null,"Input parameters incomplete","Input parameters incomplete","Input parameters incomplete","Input parameters incomplete",70,5.1847605277380263E-2,1.0611849052162787,{"$error":"#N/A"},2600,{"$error":"#N/A"},8.8494678469792643E-2,0.08,0.94831186047458127,30,0.49517165217246667,0.73914225589173244,0,null,null,null,{"$error":"#N/A"},{"$error":"#VALUE!"},{"$error":"#VALUE!"},{"$error":"#N/A"},{"$error":"#VALUE!"},239.73756450597392]
[null,"Input parameters incomplete","Input parameters incomplete","Input parameters incomplete","Input parameters incomplete",70,9.8086784123894766E-2,1.0320058983250027,{"$error":"#N/A"},2600,{"$error":"#N/A"},0.10044941795481664,0.08,0.97751529103760015,30,0.48914790763468852,0.64648272160768516,0,null,null,null,{"$error":"#N/A"},{"$error":"#VALUE!"},{"$error":"#VALUE!"},{"$error":"#N/A"},{"$error":"#VALUE!"},160.42085796891266]
[null,"Input parameters incomplete","Input parameters incomplete","Input parameters incomplete","Input parameters incomplete",70,6.1323937961511851E-2,1.0284436012410905,{"$error":"#N/A"},2600,{"$error":"#N/A"},0.12879324224789754,0.08,0.90812492721778848,30,0.48587982382334705,0.66772254632987926,0,null,null,null,{"$error":"#N/A"},{"$error":"#VALUE!"},{"$error":"#VALUE!"},{"$error":"#N/A"},{"$error":"#VALUE!"},164.14545680903694]
[null,"Input parameters incomplete","Input parameters incomplete","Input parameters incomplete","Input parameters incomplete",70,9.1462987969835985E-2,1.0051240383860838,{"$error":"#N/A"},2600,{"$error":"#N/A"},8.4813311490876425E-2,0.08,0.95936352600914176,30,0.48831917768023808,0.61888456416505921,0,null,null,null,{"$error":"#N/A"},{"$error":"#VALUE!"},{"$error":"#VALUE!"},{"$error":"#N/A"},{"$error":"#VALUE!"},155.5653755922242]
[null,"Input parameters incomplete","Input parameters incomplete","Input parameters incomplete","Input parameters incomplete",70,5.8443968956243542E-2,0.98997463196683377,{"$error":"#N/A"},2600,{"$error":"#N/A"},0.11619267024917621,0.08,0.94755900107839397,30,0.44580826927893674,0.66837090884877393,0,null,null,null,{"$error":"#N/A"},{"$error":"#VALUE!"},{"$error":"#VALUE!"},{"$error":"#N/A"},{"$error":"#VALUE!"},183.9241629667851]
[null,"Input parameters incomplete","Input parameters incomplete","Input parameters incomplete","Input parameters incomplete",70,8.1756123739792741E-2,1.0464587490523218,{"$error":"#N/A"},2600,{"$error":"#N/A"},0.11218658457669965,0.08,0.96361564156077084,30,0.4020657070798509,0.77051334986560904,0,null,null,null,{"$error":"#N/A"},{"$error":"#VALUE!"},{"$error":"#VALUE!"},{"$error":"#N/A"},{"$error":"#VALUE!"},228.29360606361885]
[null,"Input parameters incomplete","Input parameters incomplete","Input parameters incomplete","Input parameters incomplete",70,4.6049680705032264E-2,1.107646305326742,{"$error":"#N/A"},2600,{"$error":"#N/A"},0.10530948670207127,0.08,0.96402827989639195,30,0.44751638102541658,0.74912483648398798,0,null,null,null,{"$error":"#N/A"},{"$error":"#VALUE!"},{"$error":"#VALUE!"},{"$error":"#N/A"},{"$error":"#VALUE!"},305.11642588806336]
[null,"Input parameters incomplete","Input parameters incomplete","Input parameters incomplete","Input parameters incomplete",70,6.3623887625567574E-2,1.0609945792762074,{"$error":"#N/A"},2600,{"$error":"#N/A"},0.12804218387289434,0.08,0.9409226373673365,30,0.45826442554782726,0.74204627964627257,0,null,null,null,{"$error":"#N/A"},{"$error":"#VALUE!"},{"$error":"#VALUE!"},{"$error":"#N/A"},{"$error":"#VALUE!"},225.06175075564104]
[null,"Input parameters incomplete","Input parameters incomplete","Input parameters incomplete","Input parameters incomplete",70,6.8249025518869008E-2,1.0418648713066812,{"$error":"#N/A"},2600,{"$error":"#N/A"},0.10121365334627075,0.08,0.96969852240982402,30,0.43138383551320236,0.769230804771179,0,null,null,null,{"$error":"#N/A"},{"$error":"#VALUE!"},{"$error":"#VALUE!"},{"$error":"#N/A"},{"$error":"#VALUE!"},133.57540753627637]
[null,"Input parameters incomplete","Input parameters incomplete","Input parameters incomplete","Input parameters incomplete",70,5.6397947009880676E-2,1.0832175797828794,{"$error":"#N/A"},2600,{"$error":"#N/A"},0.19323499594734317,0.08,0.93791058861488141,30,0.41649983061444434,0.62026381581225154,0,null,null,null,{"$error":"#N/A"},{"$error":"#VALUE!"},{"$error":"#VALUE!"},{"$error":"#N/A"},{"$error":"#VALUE!"},162.90223141629701]
[null,"Input parameters incomplete","Input parameters incomplete","Input parameters incomplete","Input parameters incomplete",70,6.1535573308573246E-2,1.097387972851992,{"$error":"#N/A"},2600,{"$error":"#N/A"},0.15637289619288519,0.08,0.95730093623754042,30,0.43851634202209394,0.74055011881392074,0,null,null,null,{"$error":"#N/A"},{"$error":"#VALUE!"},{"$error":"#VALUE!"},{"$error":"#N/A"},{"$error":"#VALUE!"},211.36497371634368]
[null,"Input parameters incomplete","Input parameters incomplete","Input parameters incomplete","Input parameters incomplete",70,1.9513371759757987E-2,1.0839869781384095,{"$error":"#N/A"},2600,{"$error":"#N/A"},9.2283661602876918E-2,0.08,0.93070044578786904,30,0.42567122355006748,0.66441420039617394,0,null,null,null,{"$error":"#N/A"},{"$error":"#VALUE!"},{"$error":"#VALUE!"},{"$error":"#N/A"},{"$error":"#VALUE!"},276.15332983568379]
[null,"Input parameters incomplete","Input parameters incomplete","Input parameters incomplete","Input parameters incomplete",70,4.966781216528262E-2,1.0281284993755613,{"$error":"#N/A"},2600,{"$error":"#N/A"},0.12558362888134333,0.08,0.9457496745261087,30,0.49870106241563406,0.76804648241234386,0,null,null,null,{"$error":"#N/A"},{"$error":"#VALUE!"},{"$error":"#VALUE!"},{"$error":"#N/A"},{"$error":"#VALUE!"},223.23887660526077]
[null,"Input parameters incomplete","Input parameters incomplete","Input parameters incomplete","Input parameters incomplete",70,4.9928642728189331E-2,1.047281187009188,{"$error":"#N/A"},2600,{"$error":"#N/A"},8.6185979868570073E-2,0.08,0.98809392047536659,30,0.4405329048576237,0.75528119934764137,0,null,null,null,{"$error":"#N/A"},{"$error":"#VALUE!"},{"$error":"#VALUE!"},{"$error":"#N/A"},{"$error":"#VALUE!"},170.91493096568723]
[null,"Input parameters incomplete","Input parameters incomplete","Input parameters incomplete","Input parameters incomplete",70,6.0535596600668796E-2,1.1401718050809917,{"$error":"#N/A"},2600,{"$error":"#N/A"},0.10725471301263226,0.08,0.94639183230215562,30,0.45504252569305692,0.69801814546645313,0,null,null,null,{"$error":"#N/A"},{"$error":"#VALUE!"},{"$error":"#VALUE!"},{"$error":"#N/A"},{"$error":"#VALUE!"},173.304889300594]
[null,"Input parameters incomplete","Input parameters incomplete","Input parameters incomplete","Input parameters incomplete",70,4.6203879656761718E-2,1.1389550048408916,{"$error":"#N/A"},2600,{"$error":"#N/A"},0.14919428035174051,0.08,0.95321007733983065,30,0.40014044436375035,0.63650731872970678,0,null,null,null,{"$error":"#N/A"},{"$error":"#VALUE!"},{"$error":"#VALUE!"},{"$error":"#N/A"},{"$error":"#VALUE!"},196.10271872752904]
[null,"Input parameters incomplete","Input parameters incomplete","Input parameters incomplete","Input parameters incomplete",70,7.9833130524094464E-2,1.0531527751230434,{"$error":"#N/A"},2600,{"$error":"#N/A"},0.1795171871224765,0.08,0.94111670546783799,30,0.4430903808136667,0.70903294313310017,0,null,null,null,{"$error":"#N/A"},{"$error":"#VALUE!"},{"$error":"#VALUE!"},{"$error":"#N/A"},{"$error":"#VALUE!"},225.25272416716939]
[null,"Input parameters incomplete","Input parameters incomplete","Input parameters incomplete","Input parameters incomplete",70,9.7331881392079878E-2,1.086659021158656,{"$error":"#N/A"},2600,{"$error":"#N/A"},0.13513449156911728,0.08,0.93252398451092011,30,0.41824908327847049,0.78798149458730904,0,null,null,null,{"$error":"#N/A"},{"$error":"#VALUE!"},{"$error":"#VALUE!"},{"$error":"#N/A"},{"$error":"#VALUE!"},279.05725414952491]
[null,"Input parameters incomplete","Input parameters incomplete","Input parameters incomplete","Input parameters incomplete",70,4.6902122336020743E-2,1.0019729795228591,{"$error":"#N/A"},2600,{"$error":"#N/A"},9.5337285584250683E-2,0.08,0.96485085624494382,30,0.4952081500320511,0.70624432172679719,0,null,null,null,{"$error":"#N/A"},{"$error":"#VALUE!"},{"$error":"#VALUE!"},{"$error":"#N/A"},{"$error":"#VALUE!"},253.41396853617192]
[null,"Input parameters incomplete","Input parameters incomplete","Input parameters incomplete","Input parameters incomplete",70,6.9252853125679123E-2,1.0953135678268164,{"$error":"#N/A"},2600,{"$error":"#N/A"},8.4670150334083413E-2,0.08,0.94409431341164451,30,0.48786604284123042,0.77674168941986232,0,null,null,null,{"$error":"#N/A"},{"$error":"#VALUE!"},{"$error":"#VALUE!"},{"$error":"#N/A"},{"$error":"#VALUE!"},158.7355649508003]
[null,"Input parameters incomplete","Input parameters incomplete","Input parameters incomplete","Input parameters incomplete",70,-6.2057662465509339E-3,1.1164254701828484,{"$error":"#N/A"},2600,{"$error":"#N/A"},0.12464423963497724,0.08,0.93604368466849508,30,0.49825270311659547,0.79919116446384719,0,null,null,null,{"$error":"#N/A"},{"$error":"#VALUE!"},{"$error":"#VALUE!"},{"$error":"#N/A"},{"$error":"#VALUE!"},176.68870496898089]
[null,"Input parameters incomplete","Input parameters incomplete","Input parameters incomplete","Input parameters incomplete",70,5.5117590697717406E-2,1.0532815012125121,{"$error":"#N/A"},2600,{"$error":"#N/A"},9.2460518357520255E-2,0.08,0.93756660722768914,30,0.48004735290760869,0.69630309800005497,0,null,null,null,{"$error":"#N/A"},{"$error":"#VALUE!"},{"$error":"#VALUE!"},{"$error":"#N/A"},{"$error":"#VALUE!"},184.48533569991093]
[null,"Input parameters incomplete","Input parameters incomplete","Input parameters incomplete","Input parameters incomplete",70,4.5656283971759221E-2,1.1293574500012216,{"$error":"#N/A"},2600,{"$error":"#N/A"},0.15027908291044839,0.08,0.92742637658296423,30,0.40457875699503532,0.7645522608472326,0,null,null,null,{"$error":"#N/A"},{"$error":"#VALUE!"},{"$error":"#VALUE!"},{"$error":"#N/A"},{"$error":"#VALUE!"},222.71968801541954]
[null,"Input parameters incomplete","Input parameters incomplete","Input parameters incomplete","Input parameters incomplete",70,6.2393271574235951E-2,1.0340716005854578,{"$error":"#N/A"},2600,{"$error":"#N/A"},0.16643516515184908,0.08,0.9502368341835189,30,0.40076125854127137,0.72957709993913866,0,null,null,null,{"$error":"#N/A"},{"$error":"#VALUE!"},{"$error":"#VALUE!"},{"$error":"#N/A"},{"$error":"#VALUE!"},252.21330884230971]
[null,"Input parameters incomplete","Input parameters incomplete","Input parameters incomplete","Input parameters incomplete",70,8.1263052436183078E-2,1.0425701208527165,{"$error":"#N/A"},2600,{"$error":"#N/A"},0.14328430414755561,0.08,0.96674005435838106,30,0.46307216015016256,0.61398236919025828,0,null,null,null,{"$error":"#N/A"},{"$error":"#VALUE!"},{"$error":"#VALUE!"},{"$error":"#N/A"},{"$error":"#VALUE!"},208.7008295444025]
[null,"Input parameters incomplete","Input parameters incomplete","Input parameters incomplete","Input parameters incomplete",70,8.199416650127879E-2,1.0274258459778436,{"$error":"#N/A"},2600,{"$error":"#N/A"},9.0821239098210382E-2,0.08,0.9410272843211569,30,0.41076722921212622,0.6709903291242495,0,null,null,null,{"$error":"#N/A"},{"$error":"#VALUE!"},{"$error":"#VALUE!"},{"$error":"#N/A"},{"$error":"#VALUE!"},252.54858437310395]
[null,"Input parameters incomplete","Input parameters incomplete","Input parameters incomplete","Input parameters incomplete",70,7.8771896551376785E-2,1.0300726718352904,{"$error":"#N/A"},2600,{"$error":"#N/A"},0.10424416717478487,0.08,0.96967693767442564,30,0.4107493678643912,0.7143033252881047,0,null,null,null,{"$error":"#N/A"},{"$error":"#VALUE!"},{"$error":"#VALUE!"},{"$error":"#N/A"},{"$error":"#VALUE!"},192.6815270953557]
[null,"Input parameters incomplete","Input parameters incomplete","Input parameters incomplete","Input parameters incomplete",70,5.8424910975376623E-2,1.0457017125184889,{"$error":"#N/A"},2600,{"$error":"#N/A"},0.1680662338072651,0.08,0.96957244027698475,30,0.45693499750525968,0.69372440989783157,0,null,null,null,{"$error":"#N/A"},{"$error":"#VALUE!"},{"$error":"#VALUE!"},{"$error":"#N/A"},{"$error":"#VALUE!"},109.83245647336764]
[null,"Input parameters incomplete","Input parameters incomplete","Input parameters incomplete","Input parameters incomplete",70,8.9552033621173893E-2,1.1199348577960413,{"$error":"#N/A"},2600,{"$error":"#N/A"},0.10533064544130992,0.08,0.97871571923715395,30,0.40304192536000505,0.6483763629158954,0,null,null,null,{"$error":"#N/A"},{"$error":"#VALUE!"},{"$error":"#VALUE!"},{"$error":"#N/A"},{"$error":"#VALUE!"},233.46737405027417]
[null,"Input parameters incomplete","Input parameters incomplete","Input parameters incomplete","Input parameters incomplete",70,7.6054490373025446E-2,1.1054609570313891,{"$error":"#N/A"},2600,{"$error":"#N/A"},0.19932454587383808,0.08,0.9522872220451456,30,0.46243229429186683,0.62148840821432483,0,null,null,null,{"$error":"#N/A"},{"$error":"#VALUE!"},{"$error":"#VALUE!"},{"$error":"#N/A"},{"$error":"#VALUE!"},177.72477041325911]
[null,"Input parameters incomplete","Input parameters incomplete","Input parameters incomplete","Input parameters incomplete",70,5.0492496827973285E-2,0.98114977590973096,{"$error":"#N/A"},2600,{"$error":"#N/A"},0.12201032754607535,0.08,0.92288732671252016,30,0.45169923024113062,0.70392686421066408,0,null,null,null,{"$error":"#N/A"},{"$error":"#VALUE!"},{"$error":"#VALUE!"},{"$error":"#N/A"},{"$error":"#VALUE!"},202.24872308884366]
[null,"Input parameters incomplete","Input parameters incomplete","Input parameters incomplete","Input parameters incomplete",70,6.1669868760865679E-2,1.0595607578606756,{"$error":"#N/A"},2600,{"$error":"#N/A"},0.10820809846033974,0.08,0.90645334352990925,30,0.49073725608935476,0.75426524386778115,0,null,null,null,{"$error":"#N/A"},{"$error":"#VALUE!"},{"$error":"#VALUE!"},{"$error":"#N/A"},{"$error":"#VALUE!"},128.754688046605]
[null,"Input parameters incomplete","Input parameters incomplete","Input parameters incomplete","Input parameters incomplete",70,3.4048863430245914E-2,1.0593014796040541,{"$error":"#N/A"},2600,{"$error":"#N/A"},8.2564642044786349E-2,0.08,0.99036011309217886,30,0.41576307005210372,0.70351173265174372,0,null,null,null,{"$error":"#N/A"},{"$error":"#VALUE!"},{"$error":"#VALUE!"},{"$error":"#N/A"},{"$error":"#VALUE!"},226.69612232496607]
[null,"Input parameters incomplete","Input parameters incomplete","Input parameters incomplete","Input parameters incomplete",70,4.1372690041237885E-2,1.014120039268952,{"$error":"#N/A"},2600,{"$error":"#N/A"},0.18955354270452768,0.08,0.94311202942948402,30,0.4329633093346632,0.7428923858000458,0,null,null,null,{"$error":"#N/A"},{"$error":"#VALUE!"},{"$error":"#VALUE!"},{"$error":"#N/A"},{"$error":"#VALUE!"},130.23359665140637]
[null,"Input parameters incomplete","Input parameters incomplete","Input parameters incomplete","Input parameters incomplete",70,6.4440198954112127E-2,1.0551271352909679,{"$error":"#N/A"},2600,{"$error":"#N/A"},0.18664123349028355,0.08,0.94617117515609039,30,0.40045612508228101,0.76200101117324293,0,null,null,null,{"$error":"#N/A"},{"$error":"#VALUE!"},{"$error":"#VALUE!"},{"$error":"#N/A"},{"$error":"#VALUE!"},140.89661942208483]
[null,"Input parameters incomplete","Input parameters incomplete","Input parameters incomplete","Input parameters incomplete",70,4.5384220476739449E-2,1.0542664001975492,{"$error":"#N/A"},2600,{"$error":"#N/A"},0.17737327989707097,0.08,0.95575184530093238,30,0.44822131663382403,0.69922032921226274,0,null,null,null,{"$error":"#N/A"},{"$error":"#VALUE!"},{"$error":"#VALUE!"},{"$error":"#N/A"},{"$error":"#VALUE!"},204.71765017897431]
[null,"Input parameters incomplete","Input parameters incomplete","Input parameters incomplete","Input parameters incomplete",70,6.4813811131764945E-2,1.0870827227961264,{"$error":"#N/A"},2600,{"$error":"#N/A"},0.10536589908165767,0.08,0.9558516649954335,30,0.42529181905920738,0.67380101275197013,0,null,null,null,{"$error":"#N/A"},{"$error":"#VALUE!"},{"$error":"#VALUE!"},{"$error":"#N/A"},{"$error":"#VALUE!"},250.4672656450075]
[null,"Input parameters incomplete","Input parameters incomplete","Input parameters incomplete","Input parameters incomplete",70,8.6268012827621227E-2,1.149489870991621,{"$error":"#N/A"},2600,{"$error":"#N/A"},0.10852106473953899,0.08,0.98956284926121141,30,0.42670213638035087,0.63972665511743687,0,null,null,null,{"$error":"#N/A"},{"$error":"#VALUE!"},{"$error":"#VALUE!"},{"$error":"#N/A"},{"$error":"#VALUE!"},136.10371422270572]
[null,"Input parameters incomplete","Input parameters incomplete","Input parameters incomplete","Input parameters incomplete",70,4.8893787410250661E-2,1.0605242160160626,{"$error":"#N/A"},2600,{"$error":"#N/A"},0.1512418738871355,0.08,0.92008836266957561,30,0.43817210415090424,0.69123016389846881,0,null,null,null,{"$error":"#N/A"},{"$error":"#VALUE!"},{"$error":"#VALUE!"},{"$error":"#N/A"},{"$error":"#VALUE!"},211.98269920723808]
[null,"Input parameters incomplete","Input parameters incomplete","Input parameters incomplete","Input parameters incomplete",70,3.4251554000772601E-2,1.0669058021060067,{"$error":"#N/A"},2600,{"$error":"#N/A"},8.402880607077351E-2,0.08,0.95590519349610725,30,0.40833150284135694,0.72620664181867722,0,null,null,null,{"$error":"#N/A"},{"$error":"#VALUE!"},{"$error":"#VALUE!"},{"$error":"#N/A"},{"$error":"#VALUE!"},189.59481024342739]
[null,"Input parameters incomplete","Input parameters incomplete","Input parameters incomplete","Input parameters incomplete",70,3.884792844893363E-2,1.073703397885688,{"$error":"#N/A"},2600,{"$error":"#N/A"},9.6478501977809966E-2,0.08,0.95948826584106051,30,0.41135154817506075,0.65936961698036622,0,null,null,null,{"$error":"#N/A"},{"$error":"#VALUE!"},{"$error":"#VALUE!"},{"$error":"#N/A"},{"$error":"#VALUE!"},263.63609779845109]
[null,"Input parameters incomplete","Input parameters incomplete","Input parameters incomplete","Input parameters incomplete",70,2.7731840806640533E-2,1.0178108666641275,{"$error":"#N/A"},2600,{"$error":"#N/A"},0.14333625287647944,0.08,0.93394045746234533,30,0.42664488057802102,0.62946499897206287,0,null,null,null,{"$error":"#N/A"},{"$error":"#VALUE!"},{"$error":"#VALUE!"},{"$error":"#N/A"},{"$error":"#VALUE!"},300.5906595846111]
[null,"Input parameters incomplete","Input parameters incomplete","Input parameters incomplete","Input parameters incomplete",70,5.8043347644773105E-2,1.0688693225633885,{"$error":"#N/A"},2600,{"$error":"#N/A"},0.10651232929794176,0.08,0.95139352660887822,30,0.44953398937930705,0.79966600418675271,0,null,null,null,{"$error":"#N/A"},{"$error":"#VALUE!"},{"$error":"#VALUE!"},{"$error":"#N/A"},{"$error":"#VALUE!"},195.53944724472677]
[null,"Input parameters incomplete","Input parameters incomplete","Input parameters incomplete","Input parameters incomplete",70,5.3607512353723519E-2,1.0540363483494988,{"$error":"#N/A"},2600,{"$error":"#N/A"},0.17377867703676134,0.08,0.94530381154037346,30,0.47713986533980773,0.68224480155063638,0,null,null,null,{"$error":"#N/A"},{"$error":"#VALUE!"},{"$error":"#VALUE!"},{"$error":"#N/A"},{"$error":"#VALUE!"},237.54743901751723]
[null,"Input parameters incomplete","Input parameters incomplete","Input parameters incomplete","Input parameters incomplete",70,8.2318975484465914E-2,1.0941580348967763,{"$error":"#N/A"},2600,{"$error":"#N/A"},8.3268503573891012E-2,0.08,0.95571747716427957,30,0.48605621376226055,0.6562384276848966,0,null,null,null,{"$error":"#N/A"},{"$error":"#VALUE!"},{"$error":"#VALUE!"},{"$error":"#N/A"},{"$error":"#VALUE!"},265.52518339194739]
[null,"Input parameters incomplete","Input parameters incomplete","Input parameters incomplete","Input parameters incomplete",70,3.8337127237967436E-2,1.0943280011135681,{"$error":"#N/A"},2600,{"$error":"#N/A"},0.19577715247678915,0.08,0.92464739255339612,30,0.41850384015769881,0.73054194884200641,0,null,null,null,{"$error":"#N/A"},{"$error":"#VALUE!"},{"$error":"#VALUE!"},{"$error":"#N/A"},{"$error":"#VALUE!"},154.70461787648941]
[null,"Input parameters incomplete","Input parameters incomplete","Input parameters incomplete","Input parameters incomplete",70,6.1963984748887681E-2,1.1201221791774523,{"$error":"#N/A"},2600,{"$error":"#N/A"},0.12379962168501105,0.08,0.93906489600768406,30,0.48026809844531038,0.61003014719727067,0,null,null,null,{"$error":"#N/A"},{"$error":"#VALUE!"},{"$error":"#VALUE!"},{"$error":"#N/A"},{"$error":"#VALUE!"},211.28310107749974]
[null,"Input parameters incomplete","Input parameters incomplete","Input parameters incomplete","Input parameters incomplete",70,0.10256283996446577,1.0420238468511016,{"$error":"#N/A"},2600,{"$error":"#N/A"},0.13372009795519832,0.08,0.94075347062143089,30,0.42578590689252832,0.79963418862430125,0,null,null,null,{"$error":"#N/A"},{"$error":"#VALUE!"},{"$error":"#VALUE!"},{"$error":"#N/A"},{"$error":"#VALUE!"},198.99423837258715]
[null,"Input parameters incomplete","Input parameters incomplete","Input parameters incomplete","Input parameters incomplete",70,2.6651342119662247E-2,1.0498985805491701,{"$error":"#N/A"},2600,{"$error":"#N/A"},0.11216410994853973,0.08,0.94623320551157408,30,0.43898869187715672,0.70225179219305034,0,null,null,null,{"$error":"#N/A"},{"$error":"#VALUE!"},{"$error":"#VALUE!"},{"$error":"#N/A"},{"$error":"#VALUE!"},235.77980680071386]
[null,"Input parameters incomplete","Input parameters incomplete","Input parameters incomplete","Input parameters incomplete",70,6.8269367261968167E-2,1.0233611677015193,{"$error":"#N/A"},2600,{"$error":"#N/A"},0.19325563581747418,0.08,0.93045666027692708,30,0.4718615673837756,0.72051453576763447,0,null,null,null,{"$error":"#N/A"},{"$error":"#VALUE!"},{"$error":"#VALUE!"},{"$error":"#N/A"},{"$error":"#VALUE!"},194.38226692569899]
[null,"Input parameters incomplete","Input parameters incomplete","Input parameters incomplete","Input parameters incomplete",70,6.9956006451700234E-2,1.0686523796483873,{"$error":"#N/A"},2600,{"$error":"#N/A"},0.11214142098862567,0.08,0.9611705759240976,30,0.4857539385003119,0.71141923538518437,0,null,null,null,{"$error":"#N/A"},{"$error":"#VALUE!"},{"$error":"#VALUE!"},{"$error":"#N/A"},{"$error":"#VALUE!"},262.75295727172795]
[null,"Input parameters incomplete","Input parameters incomplete","Input parameters incomplete","Input parameters incomplete",70,7.3778579001903002E-2,1.0899133974927315,{"$error":"#N/A"},2600,{"$error":"#N/A"},0.12369132721604012,0.08,0.9367237627519942,30,0.43628420794017225,0.79725504742436937,0,null,null,null,{"$error":"#N/A"},{"$error":"#VALUE!"},{"$error":"#VALUE!"},{"$error":"#N/A"},{"$error":"#VALUE!"},161.138191702341]
[null,"Input parameters incomplete","Input parameters incomplete","Input parameters incomplete","Input parameters incomplete",70,7.9754391950659975E-2,1.0849282115688892,{"$error":"#N/A"},2600,{"$error":"#N/A"},0.14309362010275023,0.08,0.92809482427145495,30,0.40286720950251265,0.63788945884161408,0,null,null,null,{"$error":"#N/A"},{"$error":"#VALUE!"},{"$error":"#VALUE!"},{"$error":"#N/A"},{"$error":"#VALUE!"},135.84193805786978]
[null,"Input parameters incomplete","Input parameters incomplete","Input parameters incomplete","Input parameters incomplete",70,5.2105008198894374E-2,1.0877058599928502,{"$error":"#N/A"},2600,{"$error":"#N/A"},9.4544474679306864E-2,0.08,0.93164765882449996,30,0.40558140626638561,0.75983002869811189,0,null,null,null,{"$error":"#N/A"},{"$error":"#VALUE!"},{"$error":"#VALUE!"},{"$error":"#N/A"},{"$error":"#VALUE!"},183.54118281728009]
[null,"Input parameters incomplete","Input parameters incomplete","Input parameters incomplete","Input parameters incomplete",70,8.439996489295018E-2,1.0483174380930016,{"$error":"#N/A"},2600,{"$error":"#N/A"},0.14388578583982686,0.08,0.92655253030014428,30,0.47445393874797948,0.69957583117682243,0,null,null,null,{"$error":"#N/A"},{"$error":"#VALUE!"},{"$error":"#VALUE!"},{"$error":"#N/A"},{"$error":"#VALUE!"},259.35961349050308]
[null,"Input parameters incomplete","Input parameters incomplete","Input parameters incomplete","Input parameters incomplete",70,5.8769171507235554E-2,1.1019808770169561,{"$error":"#N/A"},2600,{"$error":"#N/A"},0.10800302482734944,0.08,0.94180633131155322,30,0.42270211394983392,0.65823746888349477,0,null,null,null,{"$error":"#N/A"},{"$error":"#VALUE!"},{"$error":"#VALUE!"},{"$error":"#N/A"},{"$error":"#VALUE!"},231.12591179425718]
[null,"Input parameters incomplete","Input parameters incomplete","Input parameters incomplete","Input parameters incomplete",70,7.6802764860681008E-2,1.0309355383299539,{"$error":"#N/A"},2600,{"$error":"#N/A"},0.12954998935429643,0.08,0.93796309868961014,30,0.46113396995932188,0.78197623125303384,0,null,null,null,{"$error":"#N/A"},{"$error":"#VALUE!"},{"$error":"#VALUE!"},{"$error":"#N/A"},{"$error":"#VALUE!"},154.78767701059738]
[null,"Input parameters incomplete","Input parameters incomplete","Input parameters incomplete","Input parameters incomplete",70,0.10031493432573772,1.0316389622027551,{"$error":"#N/A"},2600,{"$error":"#N/A"},0.12625877555216569,0.08,0.94275618680629092,30,0.48972421673724692,0.66033010518272883,0,null,null,null,{"$error":"#N/A"},{"$error":"#VALUE!"},{"$error":"#VALUE!"},{"$error":"#N/A"},{"$error":"#VALUE!"},284.65329427137658]
[null,"Input parameters incomplete","Input parameters incomplete","Input parameters incomplete","Input parameters incomplete",70,8.4220920249708106E-2,1.1140600946830954,{"$error":"#N/A"},2600,{"$error":"#N/A"},0.19332698092324502,0.08,0.92945992098754959,30,0.44652048939893363,0.76472068432483542,0,null,null,null,{"$error":"#N/A"},{"$error":"#VALUE!"},{"$error":"#VALUE!"},{"$error":"#N/A"},{"$error":"#VALUE!"},152.26277762931284]
[null,"Input parameters incomplete","Input parameters incomplete","Input parameters incomplete","Input parameters incomplete",70,6.8797633616656764E-2,1.0903665750983378,{"$error":"#N/A"},2600,{"$error":"#N/A"},0.14181412480778929,0.08,0.95660315465397405,30,0.48871749454466129,0.66981364929182541,0,null,null,null,{"$error":"#N/A"},{"$error":"#VALUE!"},{"$error":"#VALUE!"},{"$error":"#N/A"},{"$error":"#VALUE!"},194.53022692288954]
[null,"Input parameters incomplete","Input parameters incomplete","Input parameters incomplete","Input parameters incomplete",70,3.9273081232967647E-2,1.1326131316250341,{"$error":"#N/A"},2600,{"$error":"#N/A"},0.14108150953577284,0.08,0.91275211282536794,30,0.48625843279988845,0.7390439873081841,0,null,null,null,{"$error":"#N/A"},{"$error":"#VALUE!"},{"$error":"#VALUE!"},{"$error":"#N/A"},{"$error":"#VALUE!"},213.42875460493303]
[null,"Input parameters incomplete","Input parameters incomplete","Input parameters incomplete","Input parameters incomplete",70,4.2363111368307602E-2,1.0694376493746112,{"$error":"#N/A"},2600,{"$error":"#N/A"},0.13826384540974318,0.08,0.99645370440485559,30,0.42701582370367763,0.76631495253161308,0,null,null,null,{"$error":"#N/A"},{"$error":"#VALUE!"},{"$error":"#VALUE!"},{"$error":"#N/A"},{"$error":"#VALUE!"},253.09380361408873]
[null,"Input parameters incomplete","Input parameters incomplete","Input parameters incomplete","Input parameters incomplete",70,2.1451832575342389E-2,1.1632492273137214,{"$error":"#N/A"},2600,{"$error":"#N/A"},0.15701294608580113,0.08,0.93683926034400566,30,0.45586860077136987,0.75843550236469426,0,null,null,null,{"$error":"#N/A"},{"$error":"#VALUE!"},{"$error":"#VALUE!"},{"$error":"#N/A"},{"$error":"#VALUE!"},206.02980753649254]
[null,"Input parameters incomplete","Input parameters incomplete","Input parameters incomplete","Input parameters incomplete",70,0.10838253951568393,1.011659734360582,{"$error":"#N/A"},2600,{"$error":"#N/A"},0.11468322492920406,0.08,0.9525733150422363,30,0.46930914121926487,0.70639770180611217,0,null,null,null,{"$error":"#N/A"},{"$error":"#VALUE!"},{"$error":"#VALUE!"},{"$error":"#N/A"},{"$error":"#VALUE!"},201.56541031351151]
[null,"Input parameters incomplete","Input parameters incomplete","Input parameters incomplete","Input parameters incomplete",70,9.4656356383383544E-2,1.1598199426804714,{"$error":"#N/A"},2600,{"$error":"#N/A"},0.13835985759262284,0.08,0.99087925277561473,30,0.49377899579781903,0.62632724567692144,0,null,null,null,{"$error":"#N/A"},{"$error":"#VALUE!"},{"$error":"#VALUE!"},{"$error":"#N/A"},{"$error":"#VALUE!"},259.04057778878706]
[null,"Input parameters incomplete","Input parameters incomplete","Input parameters incomplete","Input parameters incomplete",70,8.2477521865900794E-2,1.0998621618317117,{"$error":"#N/A"},2600,{"$error":"#N/A"},0.187804646167334,0.08,0.95027729666473149,30,0.4927818032153492,0.73989771017924111,0,null,null,null,{"$error":"#N/A"},{"$error":"#VALUE!"},{"$error":"#VALUE!"},{"$error":"#N/A"},{"$error":"#VALUE!"},245.68790841452719]
[null,"Input parameters incomplete","Input parameters incomplete","Input parameters incomplete","Input parameters incomplete",70,7.1087616884864438E-2,1.0383703556549473,{"$error":"#N/A"},2600,{"$error":"#N/A"},0.11283618258224656,0.08,0.93250760225324369,30,0.42864388616907922,0.68275815073758528,0,null,null,null,{"$error":"#N/A"},{"$error":"#VALUE!"},{"$error":"#VALUE!"},{"$error":"#N/A"},{"$error":"#VALUE!"},183.61540635203548]
[null,"Input parameters incomplete","Input parameters incomplete","Input parameters incomplete","Input parameters incomplete",70,5.7872063739977539E-2,1.028646680789689,{"$error":"#N/A"},2600,{"$error":"#N/A"},0.19122498707949043,0.08,0.96799530668418365,30,0.49169615328450605,0.74118233956186952,0,null,null,null,{"$error":"#N/A"},{"$error":"#VALUE!"},{"$error":"#VALUE!"},{"$error":"#N/A"},{"$error":"#VALUE!"},294.99750243952406]
[null,"Input parameters incomplete","Input parameters incomplete","Input parameters incomplete","Input parameters incomplete",70,6.8428693547207292E-2,1.0425647741932811,{"$error":"#N/A"},2600,{"$error":"#N/A"},0.14684905135439968,0.08,0.96017196034073071,30,0.47321638928086385,0.61382913038341103,0,null,null,null,{"$error":"#N/A"},{"$error":"#VALUE!"},{"$error":"#VALUE!"},{"$error":"#N/A"},{"$error":"#VALUE!"},163.4145429822747]
[null,"Input parameters incomplete","Input parameters incomplete","Input parameters incomplete","Input parameters incomplete",70,9.0075390367140351E-2,1.0294894454433552,{"$error":"#N/A"},2600,{"$error":"#N/A"},8.0274104184925435E-2,0.08,0.95915249295965654,30,0.49552182681254769,0.6612296177773187,0,null,null,null,{"$error":"#N/A"},{"$error":"#VALUE!"},{"$error":"#VALUE!"},{"$error":"#N/A"},{"$error":"#VALUE!"},161.97350405418547]
[null,"Input parameters incomplete","Input parameters incomplete","Input parameters incomplete","Input parameters incomplete",70,5.1376473037172812E-2,1.0063648949246984,{"$error":"#N/A"},2600,{"$error":"#N/A"},0.13913061545645239,0.08,0.97276850241400692,30,0.43616728252746007,0.70635132392812428,0,null,null,null,{"$error":"#N/A"},{"$error":"#VALUE!"},{"$error":"#VALUE!"},{"$error":"#N/A"},{"$error":"#VALUE!"},159.85731167555232]
[null,"Input parameters incomplete","Input parameters incomplete","Input parameters incomplete","Input parameters incomplete",70,5.103717702260839E-2,1.1039182134307843,{"$error":"#N/A"},2600,{"$error":"#N/A"},0.16918577978712712,0.08,0.93840286966928332,30,0.4061162566042007,0.7440950372952746,0,null,null,null,{"$error":"#N/A"},{"$error":"#VALUE!"},{"$error":"#VALUE!"},{"$error":"#N/A"},{"$error":"#VALUE!"},150.97038485067853]
[null,"Input parameters incomplete","Input parameters incomplete","Input parameters incomplete","Input parameters incomplete",70,6.5965717367182736E-2,1.061986609701933,{"$error":"#N/A"},2600,{"$error":"#N/A"},0.1051473762523939,0.08,0.93720115022548789,30,0.49056896150576057,0.62309556491900553,0,null,null,null,{"$error":"#N/A"},{"$error":"#VALUE!"},{"$error":"#VALUE!"},{"$error":"#N/A"},{"$error":"#VALUE!"},128.02134119129201]
[null,"Input parameters incomplete","Input parameters incomplete","Input parameters incomplete","Input parameters incomplete",70,4.8211649209970786E-2,1.0693866972148187,{"$error":"#N/A"},2600,{"$error":"#N/A"},0.14680778296031716,0.08,0.9509521317118429,30,0.46623710748211034,0.62266894001761508,0,null,null,null,{"$error":"#N/A"},{"$error":"#VALUE!"},{"$error":"#VALUE!"},{"$error":"#N/A"},{"$error":"#VALUE!"},284.94282684534431]
[null,"Input parameters incomplete","Input parameters incomplete","Input parameters incomplete","Input parameters incomplete",70,8.4358797140017192E-2,1.0762337678394438,{"$error":"#N/A"},2600,{"$error":"#N/A"},0.14760979615209968,0.08,0.96854430197779395,30,0.49320965312013271,0.6279521541137626,0,null,null,null,{"$error":"#N/A"},{"$error":"#VALUE!"},{"$error":"#VALUE!"},{"$error":"#N/A"},{"$error":"#VALUE!"},173.25006379229109]
[null,"Input parameters incomplete","Input parameters incomplete","Input parameters incomplete","Input parameters incomplete",70,5.6775477195286701E-2,1.0140465506449039,{"$error":"#N/A"},2600,{"$error":"#N/A"},8.4665446552225285E-2,0.08,0.96426772083257206,30,0.40536132628704236,0.74840190201756673,0,null,null,null,{"$error":"#N/A"},{"$error":"#VALUE!"},{"$error":"#VALUE!"},{"$error":"#N/A"},{"$error":"#VALUE!"},130.12547800980141]
[null,"Input parameters incomplete","Input parameters incomplete","Input parameters incomplete","Input parameters incomplete",70,3.8117271793227964E-2,1.0048848396664043,{"$error":"#N/A"},2600,{"$error":"#N/A"},0.16679105894988117,0.08,0.97581726308754524,30,0.45152085389480789,0.71216366344943449,0,null,null,null,{"$error":"#N/A"},{"$error":"#VALUE!"},{"$error":"#VALUE!"},{"$error":"#N/A"},{"$error":"#VALUE!"},200.48199470231279]
[null,"Input parameters incomplete","Input parameters incomplete","Input parameters incomplete","Input parameters incomplete",70,7.3357188827358366E-2,1.0794056269497818,{"$error":"#N/A"},2600,{"$error":"#N/A"},0.17932422120662078,0.08,0.96438771925619449,30,0.46042817434698824,0.62485747147181758,0,null,null,null,{"$error":"#N/A"},{"$error":"#VALUE!"},{"$error":"#VALUE!"},{"$error":"#N/A"},{"$error":"#VALUE!"},125.63140828364357]
[null,"Input parameters incomplete","Input parameters incomplete","Input parameters incomplete","Input parameters incomplete",70,7.2306780012219157E-2,1.0656752563409251,{"$error":"#N/A"},2600,{"$error":"#N/A"},0.18767640892151263,0.08,0.94934243399098417,30,0.41325935181856688,0.63444994992476245,0,null,null,null,{"$error":"#N/A"},{"$error":"#VALUE!"},{"$error":"#VALUE!"},{"$error":"#N/A"},{"$error":"#VALUE!"},280.6338665236421]
[null,"Input parameters incomplete","Input parameters incomplete","Input parameters incomplete","Input parameters incomplete",70,7.45384847276125E-2,1.1086408958807032,{"$error":"#N/A"},2600,{"$error":"#N/A"},0.16597080629416833,0.08,0.98687523733947169,30,0.46875827180128093,0.7008511159989772,0,null,null,null,{"$error":"#N/A"},{"$error":"#VALUE!"},{"$error":"#VALUE!"},{"$error":"#N/A"},{"$error":"#VALUE!"},161.59893390149557]
[null,"Input parameters incomplete","Input parameters incomplete","Input parameters incomplete","Input parameters incomplete",70,4.3915431013228264E-2,1.0967748733300702,{"$error":"#N/A"},2600,{"$error":"#N/A"},0.12913327461793922,0.08,0.95309805579191265,30,0.47081145879693914,0.60587018305004336,0,null,null,null,{"$error":"#N/A"},{"$error":"#VALUE!"},{"$error":"#VALUE!"},{"$error":"#N/A"},{"$error":"#VALUE!"},131.52578825038304]
[null,"Input parameters incomplete","Input parameters incomplete","Input parameters incomplete","Input parameters incomplete",70,6.7145951094054829E-2,1.0668726326626565,{"$error":"#N/A"},2600,{"$error":"#N/A"},0.17447260455093944,0.08,0.96004908984731152,30,0.47346932610139059,0.74370840097311952,0,null,null,null,{"$error":"#N/A"},{"$error":"#VALUE!"},{"$error":"#VALUE!"},{"$error":"#N/A"},{"$error":"#VALUE!"},113.89916707532801]
[null,"Input parameters incomplete","Input parameters incomplete","Input parameters incomplete","Input parameters incomplete",70,7.1671876064434259E-2,1.0123322342914416,{"$error":"#N/A"},2600,{"$error":"#N/A"},0.18489819946271513,0.08,0.97600077741202407,30,0.415290355375455,0.73979043443872583,0,null,null,null,{"$error":"#N/A"},{"$error":"#VALUE!"},{"$error":"#VALUE!"},{"$error":"#N/A"},{"$error":"#VALUE!"},125.33780628893076]
[null,"Input parameters incomplete","Input parameters incomplete","Input parameters incomplete","Input parameters incomplete",70,5.8465049058471649E-2,1.0769676074857597,{"$error":"#N/A"},2600,{"$error":"#N/A"},8.4228198546860464E-2,0.08,0.98237120217641638,30,0.44732838506087041,0.6777556450837332,0,null,null,null,{"$error":"#N/A"},{"$error":"#VALUE!"},{"$error":"#VALUE!"},{"$error":"#N/A"},{"$error":"#VALUE!"},173.92836049094774]
[null,"Input parameters incomplete","Input parameters incomplete","Input parameters incomplete","Input parameters incomplete",70,7.064031703744772E-2,1.1027808046618095,{"$error":"#N/A"},2600,{"$error":"#N/A"},0.10601714379511641,0.08,0.96332553223140183,30,0.43033030337558731,0.64354431532264145,0,null,null,null,{"$error":"#N/A"},{"$error":"#VALUE!"},{"$error":"#VALUE!"},{"$error":"#N/A"},{"$error":"#VALUE!"},188.60855208667735]
[null,"Input parameters incomplete","Input parameters incomplete","Input parameters incomplete","Input parameters incomplete",70,6.0884232570996559E-2,1.033754221359142,{"$error":"#N/A"},2600,{"$error":"#N/A"},9.6185925536669215E-2,0.08,0.95672554204473859,30,0.40073277187723494,0.64049063000111295,0,null,null,null,{"$error":"#N/A"},{"$error":"#VALUE!"},{"$error":"#VALUE!"},{"$error":"#N/A"},{"$error":"#VALUE!"},148.2142841129081]
[null,"Input parameters incomplete","Input parameters incomplete","Input parameters incomplete","Input parameters incomplete",70,7.1435812143054292E-2,1.0149324069074481,{"$error":"#N/A"},2600,{"$error":"#N/A"},8.6508002876693427E-2,0.08,0.96545482832282781,30,0.47173805621457832,0.77555819118186231,0,null,null,null,{"$error":"#N/A"},{"$error":"#VALUE!"},{"$error":"#VALUE!"},{"$error":"#N/A"},{"$error":"#VALUE!"},251.04565244379526]
[null,"Input parameters incomplete","Input parameters incomplete","Input parameters incomplete","Input parameters incomplete",70,4.6355718070773586E-2,1.0390242941620709,{"$error":"#N/A"},2600,{"$error":"#N/A"},0.11631328979500054,0.08,0.96358011645486263,30,0.45845088252643801,0.70087567236516235,0,null,null,null,{"$error":"#N/A"},{"$error":"#VALUE!"},{"$error":"#VALUE!"},{"$error":"#N/A"},{"$error":"#VALUE!"},127.84778250395345]
[null,"Input parameters incomplete","Input parameters incomplete","Input parameters incomplete","Input parameters incomplete",70,8.9778703105131016E-2,1.0308434712655838,{"$error":"#N/A"},2600,{"$error":"#N/A"},8.9052076167482494E-2,0.08,0.96300495353352056,30,0.4817323022333837,0.70221999242849609,0,null,null,null,{"$error":"#N/A"},{"$error":"#VALUE!"},{"$error":"#VALUE!"},{"$error":"#N/A"},{"$error":"#VALUE!"},227.08393197194894]
[null,"Input parameters incomplete","Input parameters incomplete","Input parameters incomplete","Input parameters incomplete",70,8.4504148306448978E-2,0.99546979953811021,{"$error":"#N/A"},2600,{"$error":"#N/A"},0.17673123314463973,0.08,0.97458897323684024,30,0.44158552758192776,0.7197170794627149,0,null,null,null,{"$error":"#N/A"},{"$error":"#VALUE!"},{"$error":"#VALUE!"},{"$error":"#N/A"},{"$error":"#VALUE!"},126.95955513263058]
[null,"Input parameters incomplete","Input parameters incomplete","Input parameters incomplete","Input parameters incomplete",70,7.3364398249206694E-2,1.0741015648891528,{"$error":"#N/A"},2600,{"$error":"#N/A"},0.10796797106805947,0.08,0.92079537937645484,30,0.43160289953083347,0.75646292544027627,0,null,null,null,{"$error":"#N/A"},{"$error":"#VALUE!"},{"$error":"#VALUE!"},{"$error":"#N/A"},{"$error":"#VALUE!"},251.31151320882091]
[null,"Input parameters incomplete","Input parameters incomplete","Input parameters incomplete","Input parameters incomplete",70,6.4644978818682877E-2,1.058895269520099,{"$error":"#N/A"},2600,{"$error":"#N/A"},0.11597549364835602,0.08,0.91511480547686619,30,0.43380034279014762,0.67382952617237402,0,null,null,null,{"$error":"#N/A"},{"$error":"#VALUE!"},{"$error":"#VALUE!"},{"$error":"#N/A"},{"$error":"#VALUE!"},120.48864637114536]
[null,"Input parameters incomplete","Input parameters incomplete","Input parameters incomplete","Input parameters incomplete",70,7.5966597496470639E-2,1.0376854227847592,{"$error":"#N/A"},2600,{"$error":"#N/A"},8.1232109752373952E-2,0.08,0.94793228915981498,30,0.45208726235572982,0.65538534448786101,0,null,null,null,{"$error":"#N/A"},{"$error":"#VALUE!"},{"$error":"#VALUE!"},{"$error":"#N/A"},{"$error":"#VALUE!"},203.82976387701297]
[null,"Input parameters incomplete","Input parameters incomplete","Input parameters incomplete","Input parameters incomplete",70,9.1100099766288523E-2,1.1307757403688945,{"$error":"#N/A"},2600,{"$error":"#N/A"},0.11835187024240373,0.08,0.91223355441627541,30,0.48382217808176109,0.79797682861197927,0,null,null,null,{"$error":"#N/A"},{"$error":"#VALUE!"},{"$error":"#VALUE!"},{"$error":"#N/A"},{"$error":"#VALUE!"},135.01378925724745]
[null,"Input parameters incomplete","Input parameters incomplete","Input parameters incomplete","Input parameters incomplete",70,2.4844867713897295E-2,1.1408573422561563,{"$error":"#N/A"},2600,{"$error":"#N/A"},0.16175738104066628,0.08,0.94715112156718351,30,0.43435132232978763,0.73829305428148173,0,null,null,null,{"$error":"#N/A"},{"$error":"#VALUE!"},{"$error":"#VALUE!"},{"$error":"#N/A"},{"$error":"#VALUE!"},140.61554990691249]
[null,"Input parameters incomplete","Input parameters incomplete","Input parameters incomplete","Input parameters incomplete",70,5.3451921042246081E-2,0.9847943315280937,{"$error":"#N/A"},2600,{"$error":"#N/A"},0.15663186725717343,0.08,0.93013110236884278,30,0.49643712686973523,0.61617839545463471,0,null,null,null,{"$error":"#N/A"},{"$error":"#VALUE!"},{"$error":"#VALUE!"},{"$error":"#N/A"},{"$error":"#VALUE!"},133.02602779768421]
[null,"Input parameters incomplete","Input parameters incomplete","Input parameters incomplete","Input parameters incomplete",70,3.9121702359958627E-2,1.0506405904418123,{"$error":"#N/A"},2600,{"$error":"#N/A"},0.16530782127659693,0.08,0.93495549606634476,30,0.41445413623820587,0.74971439443577936,0,null,null,null,{"$error":"#N/A"},{"$error":"#VALUE!"},{"$error":"#VALUE!"},{"$error":"#N/A"},{"$error":"#VALUE!"},245.41999533794947]
[null,"Input parameters incomplete","Input parameters incomplete","Input parameters incomplete","Input parameters incomplete",70,5.0067851806834908E-2,1.0863566822920034,{"$error":"#N/A"},2600,{"$error":"#N/A"},8.603663542458484E-2,0.08,0.94683311641340473,30,0.47510748213393739,0.67619738035756738,0,null,null,null,{"$error":"#N/A"},{"$error":"#VALUE!"},{"$error":"#VALUE!"},{"$error":"#N/A"},{"$error":"#VALUE!"},245.28667098396193]
[null,"Input parameters incomplete","Input parameters incomplete","Input parameters incomplete","Input parameters incomplete",70,8.8101430988017634E-2,1.0594629184434274,{"$error":"#N/A"},2600,{"$error":"#N/A"},0.1526997003309338,0.08,0.9901590095034235,30,0.41215128291476816,0.62294108849865582,0,null,null,null,{"$error":"#N/A"},{"$error":"#VALUE!"},{"$error":"#VALUE!"},{"$error":"#N/A"},{"$error":"#VALUE!"},255.94248993863442]
[null,"Input parameters incomplete","Input parameters incomplete","Input parameters incomplete","Input parameters incomplete",70,7.4545435956656608E-2,1.0303379372526051,{"$error":"#N/A"},2600,{"$error":"#N/A"},9.0290567178315934E-2,0.08,0.93584524814866399,30,0.4473352957132139,0.73178844580107938,0,null,null,null,{"$error":"#N/A"},{"$error":"#VALUE!"},{"$error":"#VALUE!"},{"$error":"#N/A"},{"$error":"#VALUE!"},288.72316950724229]
[null,"Input parameters incomplete","Input parameters incomplete","Input parameters incomplete","Input parameters incomplete",70,6.7633757983446452E-2,1.0931536888341622,{"$error":"#N/A"},2600,{"$error":"#N/A"},0.10480529767069158,0.08,0.94634549056944095,30,0.4042600569314348,0.64943257665649301,0,null,null,null,{"$error":"#N/A"},{"$error":"#VALUE!"},{"$error":"#VALUE!"},{"$error":"#N/A"},{"$error":"#VALUE!"},266.7445064403388]
[null,"Input parameters incomplete","Input parameters incomplete","Input parameters incomplete","Input parameters incomplete",70,5.036543746838304E-2,1.0638772743946627,{"$error":"#N/A"},2600,{"$error":"#N/A"},8.3379060942620695E-2,0.08,0.92646898700772151,30,0.46540614714068484,0.61992612891111332,0,null,null,null,{"$error":"#N/A"},{"$error":"#VALUE!"},{"$error":"#VALUE!"},{"$error":"#N/A"},{"$error":"#VALUE!"},180.33889198932292]
[null,"Input parameters incomplete","Input parameters incomplete","Input parameters incomplete","Input parameters incomplete",70,7.1375014473547674E-2,1.0453071599638513,{"$error":"#N/A"},2600,{"$error":"#N/A"},0.13754578007133128,0.08,0.96818211692726963,30,0.40158493559448716,0.60048392295115072,0,null,null,null,{"$error":"#N/A"},{"$error":"#VALUE!"},{"$error":"#VALUE!"},{"$error":"#N/A"},{"$error":"#VALUE!"},231.49562924666773]
[null,"Input parameters incomplete","Input parameters incomplete","Input parameters incomplete","Input parameters incomplete",70,8.5813720704856267E-2,1.0156407196661725,{"$error":"#N/A"},2600,{"$error":"#N/A"},0.18988047319287266,0.08,0.91011198920068315,30,0.41430848644558821,0.74656441898821568,0,null,null,null,{"$error":"#N/A"},{"$error":"#VALUE!"},{"$error":"#VALUE!"},{"$error":"#N/A"},{"$error":"#VALUE!"},242.69110790875715]
[null,"Input parameters incomplete","Input parameters incomplete","Input parameters incomplete","Input parameters incomplete",70,7.4478998757651876E-2,1.0442779205824138,{"$error":"#N/A"},2600,{"$error":"#N/A"},0.189138262900584,0.08,0.96577258360850504,30,0.49322976063868829,0.79732635244715655,0,null,null,null,{"$error":"#N/A"},{"$error":"#VALUE!"},{"$error":"#VALUE!"},{"$error":"#N/A"},{"$error":"#VALUE!"},149.32719392946797]
[null,"Input parameters incomplete","Input parameters incomplete","Input parameters incomplete","Input parameters incomplete",70,1.9497532455755605E-2,1.1178494495281035,{"$error":"#N/A"},2600,{"$error":"#N/A"},0.13956548925175777,0.08,0.94242820680007788,30,0.42441603405348921,0.60995425523589319,0,null,null,null,{"$error":"#N/A"},{"$error":"#VALUE!"},{"$error":"#VALUE!"},{"$error":"#N/A"},{"$error":"#VALUE!"},164.5871202250546]
[null,"Input parameters incomplete","Input parameters incomplete","Input parameters incomplete","Input parameters incomplete",70,7.6261853528697243E-2,1.1458245626431678,{"$error":"#N/A"},2600,{"$error":"#N/A"},0.10287780712882295,0.08,0.91434557867153377,30,0.47048979305240712,0.78551973980211975,0,null,null,null,{"$error":"#N/A"},{"$error":"#VALUE!"},{"$error":"#VALUE!"},{"$error":"#N/A"},{"$error":"#VALUE!"},230.56948588864859]
[null,"Input parameters incomplete","Input parameters incomplete","Input parameters incomplete","Input parameters incomplete",70,4.0547592215498973E-2,1.0211265180841176,{"$error":"#N/A"},2600,{"$error":"#N/A"},0.18474609492887711,0.08,0.94356412549668522,30,0.48027201468464908,0.63151847347636358,0,null,null,null,{"$error":"#N/A"},{"$error":"#VALUE!"},{"$error":"#VALUE!"},{"$error":"#N/A"},{"$error":"#VALUE!"},220.26330279038456]
[null,"Input parameters incomplete","Input parameters incomplete","Input parameters incomplete","Input parameters incomplete",70,6.3893786529393967E-2,1.0480965490513448,{"$error":"#N/A"},2600,{"$error":"#N/A"},0.19211820742772001,0.08,0.91624477859875397,30,0.47705050646455976,0.65687130982599595,0,null,null,null,{"$error":"#N/A"},{"$error":"#VALUE!"},{"$error":"#VALUE!"},{"$error":"#N/A"},{"$error":"#VALUE!"},219.54905008688789]
[null,"Input parameters incomplete","Input parameters incomplete","Input parameters incomplete","Input parameters incomplete",70,9.5261295805811538E-2,1.1052692496327474,{"$error":"#N/A"},2600,{"$error":"#N/A"},0.16357840807275265,0.08,0.97689154256838462,30,0.45292376261813316,0.73759574402941608,0,null,null,null,{"$error":"#N/A"},{"$error":"#VALUE!"},{"$error":"#VALUE!"},{"$error":"#N/A"},{"$error":"#VALUE!"},260.01782173584729]
[null,"Input parameters incomplete","Input parameters incomplete","Input parameters incomplete","Input parameters incomplete",70,4.2114918032806259E-2,1.1173961558859178,{"$error":"#N/A"},2600,{"$error":"#N/A"},0.18331280272176848,0.08,0.95040690290180896,30,0.48548565083471545,0.60037087627110197,0,null,null,null,{"$error":"#N/A"},{"$error":"#VALUE!"},{"$error":"#VALUE!"},{"$error":"#N/A"},{"$error":"#VALUE!"},162.4863842939119]
[null,"Input parameters incomplete","Input parameters incomplete","Input parameters incomplete","Input parameters incomplete",70,6.2703447931017689E-2,1.0694079486782828,{"$error":"#N/A"},2600,{"$error":"#N/A"},0.1279009066980844,0.08,0.967280629816618,30,0.4574484804702238,0.69841254599306501,0,null,null,null,{"$error":"#N/A"},{"$error":"#VALUE!"},{"$error":"#VALUE!"},{"$error":"#N/A"},{"$error":"#VALUE!"},294.66434975361159]
[null,"Input parameters incomplete","Input parameters incomplete","Input parameters incomplete","Input parameters incomplete",70,6.0488536946725346E-2,1.0925963893016135,{"$error":"#N/A"},2600,{"$error":"#N/A"},0.19065919393704658,0.08,0.9393139417583849,30,0.44303593382243966,0.72271194594009203,0,null,null,null,{"$error":"#N/A"},{"$error":"#VALUE!"},{"$error":"#VALUE!"},{"$error":"#N/A"},{"$error":"#VALUE!"},192.29644215127999]
[null,"Input parameters incomplete","Input parameters incomplete","Input parameters incomplete","Input parameters incomplete",70,7.5010971526787318E-2,1.0420063368309855,{"$error":"#N/A"},2600,{"$error":"#N/A"},0.17162497622033671,0.08,0.94706583717678139,30,0.49926164717575722,0.71041124023505775,0,null,null,null,{"$error":"#N/A"},{"$error":"#VALUE!"},{"$error":"#VALUE!"},{"$error":"#N/A"},{"$error":"#VALUE!"},238.29591641897019]
[null,"Input parameters incomplete","Input parameters incomplete","Input parameters incomplete","Input parameters incomplete",70,0.11189461202861348,1.1162930122149728,{"$error":"#N/A"},2600,{"$error":"#N/A"},0.17395953082300231,0.08,0.96335141600369811,30,0.45318377393311543,0.7748517065494388,0,null,null,null,{"$error":"#N/A"},{"$error":"#VALUE!"},{"$error":"#VALUE!"},{"$error":"#N/A"},{"$error":"#VALUE!"},147.43185667848593]
[null,"Input parameters incomplete","Input parameters incomplete","Input parameters incomplete","Input parameters incomplete",70,7.5993164504724958E-2,1.0813070838143812,{"$error":"#N/A"},2600,{"$error":"#N/A"},0.11384388553823442,0.08,0.9489868935774427,30,0.44659026832057364,0.62149828772538107,0,null,null,null,{"$error":"#N/A"},{"$error":"#VALUE!"},{"$error":"#VALUE!"},{"$error":"#N/A"},{"$error":"#VALUE!"},264.94577429158772]
[null,"Input parameters incomplete","Input parameters incomplete","Input parameters incomplete","Input parameters incomplete",70,3.5464982296507519E-2,1.0223362188840739,{"$error":"#N/A"},2600,{"$error":"#N/A"},0.13554111755933282,0.08,0.95089553336077703,30,0.4134563927228197,0.651319845439707,0,null,null,null,{"$error":"#N/A"},{"$error":"#VALUE!"},{"$error":"#VALUE!"},{"$error":"#N/A"},{"$error":"#VALUE!"},170.81341086156132]
[null,"Input parameters incomplete","Input parameters incomplete","Input parameters incomplete","Input parameters incomplete",70,5.4949998810837154E-2,1.1038366702678011,{"$error":"#N/A"},2600,{"$error":"#N/A"},0.16164544845848178,0.08,0.93881444588452689,30,0.45231171483039118,0.70188987156128713,0,null,null,null,{"$error":"#N/A"},{"$error":"#VALUE!"},{"$error":"#VALUE!"},{"$error":"#N/A"},{"$error":"#VALUE!"},265.38234376060393]
[null,"Input parameters incomplete","Input parameters incomplete","Input parameters incomplete","Input parameters incomplete",70,3.0605227511745957E-2,1.0856210362202487,{"$error":"#N/A"},2600,{"$error":"#N/A"},0.14573364304773401,0.08,0.98042730978569737,30,0.40065244622854745,0.77023645387158957,0,null,null,null,{"$error":"#N/A"},{"$error":"#VALUE!"},{"$error":"#VALUE!"},{"$error":"#N/A"},{"$error":"#VALUE!"},172.8035110909498]
[null,"Input parameters incomplete","Input parameters incomplete","Input parameters incomplete","Input parameters incomplete",70,6.3007624655437383E-2,1.1156438013530188,{"$error":"#N/A"},2600,{"$error":"#N/A"},0.14960777080990001,0.08,0.95711895313432105,30,0.42838790027501761,0.63116297675239463,0,null,null,null,{"$error":"#N/A"},{"$error":"#VALUE!"},{"$error":"#VALUE!"},{"$error":"#N/A"},{"$error":"#VALUE!"},233.64013701518945]
[null,"Input parameters incomplete","Input parameters incomplete","Input parameters incomplete","Input parameters incomplete",70,4.8070454833488957E-2,1.0905647305322088,{"$error":"#N/A"},2600,{"$error":"#N/A"},0.11420846051547479,0.08,0.97908739301170788,30,0.40605267360454567,0.64161379788814643,0,null,null,null,{"$error":"#N/A"},{"$error":"#VALUE!"},{"$error":"#VALUE!"},{"$error":"#N/A"},{"$error":"#VALUE!"},162.30272076885646]
[null,"Input parameters incomplete","Input parameters incomplete","Input parameters incomplete","Input parameters incomplete",70,7.3507825473814098E-2,1.0071912963671579,{"$error":"#N/A"},2600,{"$error":"#N/A"},0.17217603790786595,0.08,0.95329489426268776,30,0.47307338422360479,0.6498575628120431,0,null,null,null,{"$error":"#N/A"},{"$error":"#VALUE!"},{"$error":"#VALUE!"},{"$error":"#N/A"},{"$error":"#VALUE!"},163.17045244290222]
[null,"Input parameters incomplete","Input parameters incomplete","Input parameters incomplete","Input parameters incomplete",70,6.5654421864424009E-2,1.0612914442228978,{"$error":"#N/A"},2600,{"$error":"#N/A"},0.15018085448999985,0.08,0.92293130243377552,30,0.49668540858584942,0.64961378410258053,0,null,null,null,{"$error":"#N/A"},{"$error":"#VALUE!"},{"$error":"#VALUE!"},{"$error":"#N/A"},{"$error":"#VALUE!"},278.16872980867242]
[null,"Input parameters incomplete","Input parameters incomplete","Input parameters incomplete","Input parameters incomplete",70,7.7666374597676308E-2,1.0786240123563877,{"$error":"#N/A"},2600,{"$error":"#N/A"},0.15117485762319727,0.08,0.9751911918458761,30,0.45713878478112013,0.61402871528505731,0,null,null,null,{"$error":"#N/A"},{"$error":"#VALUE!"},{"$error":"#VALUE!"},{"$error":"#N/A"},{"$error":"#VALUE!"},211.07394592084091]
[null,"Input parameters incomplete","Input parameters incomplete","Input parameters incomplete","Input parameters incomplete",70,7.972305251548728E-2,1.1016392315485424,{"$error":"#N/A"},2600,{"$error":"#N/A"},9.0283104365299655E-2,0.08,0.96685403456377572,30,0.49064712913136821,0.77729384665332124,0,null,null,null,{"$error":"#N/A"},{"$error":"#VALUE!"},{"$error":"#VALUE!"},{"$error":"#N/A"},{"$error":"#VALUE!"},236.58605690409865]
[null,"Input parameters incomplete","Input parameters incomplete","Input parameters incomplete","Input parameters incomplete",70,4.7262799633772737E-2,1.089106850549489,{"$error":"#N/A"},2600,{"$error":"#N/A"},0.11211732219125212,0.08,0.93288216510854627,30,0.45752375081821134,0.65572501830602559,0,null,null,null,{"$error":"#N/A"},{"$error":"#VALUE!"},{"$error":"#VALUE!"},{"$error":"#N/A"},{"$error":"#VALUE!"},266.10393535150735]
[null,"Input parameters incomplete","Input parameters incomplete","Input parameters incomplete","Input parameters incomplete",70,7.8197579193670361E-2,1.0390354345186059,{"$error":"#N/A"},2600,{"$error":"#N/A"},0.13356303472300696,0.08,0.9716906742564283,30,0.43738034968206135,0.69798090631409715,0,null,null,null,{"$error":"#N/A"},{"$error":"#VALUE!"},{"$error":"#VALUE!"},{"$error":"#N/A"},{"$error":"#VALUE!"},170.39978220552098]
[null,"Input parameters incomplete","Input parameters incomplete","Input parameters incomplete","Input parameters incomplete",70,6.6336243161671429E-2,1.0909232399827502,{"$error":"#N/A"},2600,{"$error":"#N/A"},8.3486082350661447E-2,0.08,0.94763907024405425,30,0.47427314964773859,0.66313421390759841,0,null,null,null,{"$error":"#N/A"},{"$error":"#VALUE!"},{"$error":"#VALUE!"},{"$error":"#N/A"},{"$error":"#VALUE!"},185.25603164701144]
[null,"Input parameters incomplete","Input parameters incomplete","Input parameters incomplete","Input parameters incomplete",70,7.1084299966873848E-2,1.0643167997381979,{"$error":"#N/A"},2600,{"$error":"#N/A"},0.12385681662701231,0.08,0.93085465277110235,30,0.45239907027634507,0.65043981555149288,0,null,null,null,{"$error":"#N/A"},{"$error":"#VALUE!"},{"$error":"#VALUE!"},{"$error":"#N/A"},{"$error":"#VALUE!"},115.61531242918976]
[null,"Input parameters incomplete","Input parameters incomplete","Input parameters incomplete","Input parameters incomplete",70,5.7688924826518537E-2,1.1077423961571466,{"$error":"#N/A"},2600,{"$error":"#N/A"},0.10978452419753802,0.08,0.92216866231211492,30,0.41324713956765324,0.67377883479541911,0,null,null,null,{"$error":"#N/A"},{"$error":"#VALUE!"},{"$error":"#VALUE!"},{"$error":"#N/A"},{"$error":"#VALUE!"},212.72829845052817]
[null,"Input parameters incomplete","Input parameters incomplete","Input parameters incomplete","Input parameters incomplete",70,3.1734645845853025E-2,1.1028235089003051,{"$error":"#N/A"},2600,{"$error":"#N/A"},0.16760273033333795,0.08,0.98522894765109303,30,0.4894662676530907,0.66741547176973515,0,null,null,null,{"$error":"#N/A"},{"$error":"#VALUE!"},{"$error":"#VALUE!"},{"$error":"#N/A"},{"$error":"#VALUE!"},187.229040986244]
[null,"Input parameters incomplete","Input parameters incomplete","Input parameters incomplete","Input parameters incomplete",70,7.8753371269924849E-2,1.0026041893576412,{"$error":"#N/A"},2600,{"$error":"#N/A"},0.14534184396155397,0.08,0.96268798943382639,30,0.44737141928169255,0.7446785274784381,0,null,null,null,{"$error":"#N/A"},{"$error":"#VALUE!"},{"$error":"#VALUE!"},{"$error":"#N/A"},{"$error":"#VALUE!"},191.45475105577461]
[null,"Input parameters incomplete","Input parameters incomplete","Input parameters incomplete","Input parameters incomplete",70,6.1899687010509352E-2,1.1025212211941497,{"$error":"#N/A"},2600,{"$error":"#N/A"},9.1969124871586455E-2,0.08,0.94535016493932922,30,0.45556301438515645,0.70269804881871933,0,null,null,null,{"$error":"#N/A"},{"$error":"#VALUE!"},{"$error":"#VALUE!"},{"$error":"#N/A"},{"$error":"#VALUE!"},191.66507695666871]
[null,"Input parameters incomplete","Input parameters incomplete","Input parameters incomplete","Input parameters incomplete",70,5.1229867238671456E-2,1.0996366230816836,{"$error":"#N/A"},2600,{"$error":"#N/A"},9.0926180216652691E-2,0.08,0.96073743987703897,30,0.49828715777628474,0.64340025530191869,0,null,null,null,{"$error":"#N/A"},{"$error":"#VALUE!"},{"$error":"#VALUE!"},{"$error":"#N/A"},{"$error":"#VALUE!"},157.90831596186226]
[null,"Input parameters incomplete","Input parameters incomplete","Input parameters incomplete","Input parameters incomplete",70,5.6365768604582624E-2,1.0767411230712483,{"$error":"#N/A"},2600,{"$error":"#N/A"},0.15086755663086526,0.08,0.93460355366185088,30,0.42622680489407794,0.60612756232140907,0,null,null,null,{"$error":"#N/A"},{"$error":"#VALUE!"},{"$error":"#VALUE!"},{"$error":"#N/A"},{"$error":"#VALUE!"},143.09540062794434]
[null,"Input parameters incomplete","Input parameters incomplete","Input parameters incomplete","Input parameters incomplete",70,6.2882405543096251E-2,1.1269812252516154,{"$error":"#N/A"},2600,{"$error":"#N/A"},0.1811284089108777,0.08,0.94077150334348103,30,0.425688641267922,0.77078855965570159,0,null,null,null,{"$error":"#N/A"},{"$error":"#VALUE!"},{"$error":"#VALUE!"},{"$error":"#N/A"},{"$error":"#VALUE!"},278.81065911129343]
[null,"Input parameters incomplete","Input parameters incomplete","Input parameters incomplete","Input parameters incomplete",70,9.7994823927177177E-2,1.0233699465312043,{"$error":"#N/A"},2600,{"$error":"#N/A"},0.15750489022852071,0.08,0.9791569662924513,30,0.44371247719313872,0.76350981928045969,0,null,null,null,{"$error":"#N/A"},{"$error":"#VALUE!"},{"$error":"#VALUE!"},{"$error":"#N/A"},{"$error":"#VALUE!"},123.83827359299949]
[null,"Input parameters incomplete","Input parameters incomplete","Input parameters incomplete","Input parameters incomplete",70,2.6211884863001252E-2,1.0829308404663252,{"$error":"#N/A"},2600,{"$error":"#N/A"},0.14093082881490732,0.08,0.91987741594577888,30,0.42506760586685216,0.70414499903571026,0,null,null,null,{"$error":"#N/A"},{"$error":"#VALUE!"},{"$error":"#VALUE!"},{"$error":"#N/A"},{"$error":"#VALUE!"},173.38115219848845]
[null,"Input parameters incomplete","Input parameters incomplete","Input parameters incomplete","Input parameters incomplete",70,8.1982493105472398E-2,1.0459005393288028,{"$error":"#N/A"},2600,{"$error":"#N/A"},0.17427516253123682,0.08,0.95308948274114946,30,0.4060472784547754,0.70569727699475815,0,null,null,null,{"$error":"#N/A"},{"$error":"#VALUE!"},{"$error":"#VALUE!"},{"$error":"#N/A"},{"$error":"#VALUE!"},231.45162913770616]
[null,"Input parameters incomplete","Input parameters incomplete","Input parameters incomplete","Input parameters incomplete",70,6.3024011570184391E-2,1.0748318549640121,{"$error":"#N/A"},2600,{"$error":"#N/A"},8.5892355370807083E-2,0.08,0.91244540556854636,30,0.47414371740115446,0.73978768199083356,0,null,null,null,{"$error":"#N/A"},{"$error":"#VALUE!"},{"$error":"#VALUE!"},{"$error":"#N/A"},{"$error":"#VALUE!"},177.93303167107632]
[null,"Input parameters incomplete","Input parameters incomplete","Input parameters incomplete","Input parameters incomplete",70,6.0842691661941034E-2,1.0861974096869875,{"$error":"#N/A"},2600,{"$error":"#N/A"},0.17486712334426602,0.08,0.92336303185425395,30,0.40598274052812272,0.6283560789995144,0,null,null,null,{"$error":"#N/A"},{"$error":"#VALUE!"},{"$error":"#VALUE!"},{"$error":"#N/A"},{"$error":"#VALUE!"},253.31185568078416]
[null,"Input parameters incomplete","Input parameters incomplete","Input parameters incomplete","Input parameters incomplete",70,4.9134233796828165E-2,1.0558970152830756,{"$error":"#N/A"},2600,{"$error":"#N/A"},0.16029786290723175,0.08,0.95291840196081967,30,0.47261531081598568,0.64781433257150922,0,null,null,null,{"$error":"#N/A"},{"$error":"#VALUE!"},{"$error":"#VALUE!"},{"$error":"#N/A"},{"$error":"#VALUE!"},228.64878533159404]
[null,"Input parameters incomplete","Input parameters incomplete","Input parameters incomplete","Input parameters incomplete",70,5.4927004839365412E-2,1.0436135259607013,{"$error":"#N/A"},2600,{"$error":"#N/A"},0.11570050192386569,0.08,0.94606308176311094,30,0.4963709558292046,0.78396502288489534,0,null,null,null,{"$error":"#N/A"},{"$error":"#VALUE!"},{"$error":"#VALUE!"},{"$error":"#N/A"},{"$error":"#VALUE!"},287.33390104290709]
[null,"Input parameters incomplete","Input parameters incomplete","Input parameters incomplete","Input parameters incomplete",70,4.5572324077075121E-2,1.0847542605426652,{"$error":"#N/A"},2600,{"$error":"#N/A"},0.19896979935622006,0.08,0.93745610918914246,30,0.46530747434927566,0.67824707914398785,0,null,null,null,{"$error":"#N/A"},{"$error":"#VALUE!"},{"$error":"#VALUE!"},{"$error":"#N/A"},{"$error":"#VALUE!"},200.69811333227793]
[null,"Input parameters incomplete","Input parameters incomplete","Input parameters incomplete","Input parameters incomplete",70,5.506943641981845E-2,1.083330048968665,{"$error":"#N/A"},2600,{"$error":"#N/A"},0.18909957698747371,0.08,0.95796675858272029,30,0.42708060935518227,0.65411804312447386,0,null,null,null,{"$error":"#N/A"},{"$error":"#VALUE!"},{"$error":"#VALUE!"},{"$error":"#N/A"},{"$error":"#VALUE!"},159.97711167659537]
[null,"Input parameters incomplete","Input parameters incomplete","Input parameters incomplete","Input parameters incomplete",70,7.2941143505043993E-2,1.0476774228528403,{"$error":"#N/A"},2600,{"$error":"#N/A"},0.16913309984622171,0.08,0.97114794448940256,30,0.41084298363462929,0.62660443182543446,0,null,null,null,{"$error":"#N/A"},{"$error":"#VALUE!"},{"$error":"#VALUE!"},{"$error":"#N/A"},{"$error":"#VALUE!"},255.81305896755393]
[null,"Input parameters incomplete","Input parameters incomplete","Input parameters incomplete","Input parameters incomplete",70,8.6553990667545058E-2,1.0914702186249072,{"$error":"#N/A"},2600,{"$error":"#N/A"},0.1630898809814264,0.08,0.98636000007449587,30,0.40506119810469815,0.72330686047270842,0,null,null,null,{"$error":"#N/A"},{"$error":"#VALUE!"},{"$error":"#VALUE!"},{"$error":"#N/A"},{"$error":"#VALUE!"},227.07936424325948]
[null,"Input parameters incomplete","Input parameters incomplete","Input parameters incomplete","Input parameters incomplete",70,8.0329401083830507E-2,1.1440565469999924,{"$error":"#N/A"},2600,{"$error":"#N/A"},0.19210406606638641,0.08,0.95371106788517013,30,0.44841532574046616,0.65251431571600893,0,null,null,null,{"$error":"#N/A"},{"$error":"#VALUE!"},{"$error":"#VALUE!"},{"$error":"#N/A"},{"$error":"#VALUE!"},174.18376605275637]
[null,"Input parameters incomplete","Input parameters incomplete","Input parameters incomplete","Input parameters incomplete",70,7.3668627635488093E-2,1.0657108337076857,{"$error":"#N/A"},2600,{"$error":"#N/A"},0.14633756150180299,0.08,0.97527013556116671,30,0.45759816866653935,0.68894113064311768,0,null,null,null,{"$error":"#N/A"},{"$error":"#VALUE!"},{"$error":"#VALUE!"},{"$error":"#N/A"},{"$error":"#VALUE!"},255.36021616156657]
[null,"Input parameters incomplete","Input parameters incomplete","Input parameters incomplete","Input parameters incomplete",70,9.3441496698670717E-2,1.0844035528095743,{"$error":"#N/A"},2600,{"$error":"#N/A"},9.4983281277615586E-2,0.08,0.9260856194560203,30,0.48455696732999137,0.78875766143317594,0,null,null,null,{"$error":"#N/A"},{"$error":"#VALUE!"},{"$error":"#VALUE!"},{"$error":"#N/A"},{"$error":"#VALUE!"},184.31065776445229]
[null,"Input parameters incomplete","Input parameters incomplete","Input parameters incomplete","Input parameters incomplete",70,6.219511903156031E-2,1.0643826522100981,{"$error":"#N/A"},2600,{"$error":"#N/A"},9.7464821975585064E-2,0.08,0.94860326913152326,30,0.45448040169121862,0.67721321577190596,0,null,null,null,{"$error":"#N/A"},{"$error":"#VALUE!"},{"$error":"#VALUE!"},{"$error":"#N/A"},{"$error":"#VALUE!"},239.7480253005501]
[null,"Input parameters incomplete","Input parameters incomplete","Input parameters incomplete","Input parameters incomplete",70,6.355585319198892E-2,1.1245675822549253,{"$error":"#N/A"},2600,{"$error":"#N/A"},0.17405657945216949,0.08,0.97110324407140569,30,0.4342639658945196,0.60808338206607004,0,null,null,null,{"$error":"#N/A"},{"$error":"#VALUE!"},{"$error":"#VALUE!"},{"$error":"#N/A"},{"$error":"#VALUE!"},183.48512637827679]
[null,"Input parameters incomplete","Input parameters incomplete","Input parameters incomplete","Input parameters incomplete",70,8.9852255385709734E-2,1.090204640771145,{"$error":"#N/A"},2600,{"$error":"#N/A"},9.1080863445185414E-2,0.08,0.97663100129034475,30,0.41602854145979823,0.65265845415342938,0,null,null,null,{"$error":"#N/A"},{"$error":"#VALUE!"},{"$error":"#VALUE!"},{"$error":"#N/A"},{"$error":"#VALUE!"},134.8164947221737]
[null,"Input parameters incomplete","Input parameters incomplete","Input parameters incomplete","Input parameters incomplete",70,7.8532134980528606E-2,1.0780706198781551,{"$error":"#N/A"},2600,{"$error":"#N/A"},0.12294223278131533,0.08,0.91451256145052739,30,0.47871720847265942,0.78940284801598359,0,null,null,null,{"$error":"#N/A"},{"$error":"#VALUE!"},{"$error":"#VALUE!"},{"$error":"#N/A"},{"$error":"#VALUE!"},243.97102915700032]
[null,"Input parameters incomplete","Input parameters incomplete","Input parameters incomplete","Input parameters incomplete",70,3.1084364808375994E-2,1.1206130287723712,{"$error":"#N/A"},2600,{"$error":"#N/A"},0.12745167655774431,0.08,0.93811160350885747,30,0.48299424846094646,0.78193789600005437,0,null,null,null,{"$error":"#N/A"},{"$error":"#VALUE!"},{"$error":"#VALUE!"},{"$error":"#N/A"},{"$error":"#VALUE!"},223.57632813805006]
[null,"Input parameters incomplete","Input parameters incomplete","Input parameters incomplete","Input parameters incomplete",70,6.2153460578839463E-2,1.0266541209557489,{"$error":"#N/A"},2600,{"$error":"#N/A"},0.16281488835024013,0.08,0.94743341188545793,30,0.46119671188920119,0.72765643050233808,0,null,null,null,{"$error":"#N/A"},{"$error":"#VALUE!"},{"$error":"#VALUE!"},{"$error":"#N/A"},{"$error":"#VALUE!"},212.35675425460559]
[null,"Input parameters incomplete","Input parameters incomplete","Input parameters incomplete","Input parameters incomplete",70,6.0441785390509387E-2,1.1498865365086539,{"$error":"#N/A"},2600,{"$error":"#N/A"},0.18625545664971066,0.08,0.94531823401551596,30,0.41885264625313778,0.71845887222133031,0,null,null,null,{"$error":"#N/A"},{"$error":"#VALUE!"},{"$error":"#VALUE!"},{"$error":"#N/A"},{"$error":"#VALUE!"},181.90285774540806]
[null,"Input parameters incomplete","Input parameters incomplete","Input parameters incomplete","Input parameters incomplete",70,5.1603455429491595E-2,1.1082076295283234,{"$error":"#N/A"},2600,{"$error":"#N/A"},0.12257439586479099,0.08,0.91777594603178647,30,0.46822704602366078,0.79575290308594693,0,null,null,null,{"$error":"#N/A"},{"$error":"#VALUE!"},{"$error":"#VALUE!"},{"$error":"#N/A"},{"$error":"#VALUE!"},126.24702387515448]
[null,"Input parameters incomplete","Input parameters incomplete","Input parameters incomplete","Input parameters incomplete",70,6.6230579082677737E-2,1.0020376122081798,{"$error":"#N/A"},2600,{"$error":"#N/A"},0.14334379408929634,0.08,0.98631770872664859,30,0.40971441005110637,0.63075803389206819,0,null,null,null,{"$error":"#N/A"},{"$error":"#VALUE!"},{"$error":"#VALUE!"},{"$error":"#N/A"},{"$error":"#VALUE!"},236.87982994559175]
[null,"Input parameters incomplete","Input parameters incomplete","Input parameters incomplete","Input parameters incomplete",70,7.4944658659291175E-2,1.0689705880624221,{"$error":"#N/A"},2600,{"$error":"#N/A"},0.19477029448466793,0.08,0.95606532492811935,30,0.47983725662210508,0.60694713387888299,0,null,null,null,{"$error":"#N/A"},{"$error":"#VALUE!"},{"$error":"#VALUE!"},{"$error":"#N/A"},{"$error":"#VALUE!"},163.36657564548045]
[null,"Input parameters incomplete","Input parameters incomplete","Input parameters incomplete","Input parameters incomplete",70,4.1263082401961609E-2,1.0401936580383369,{"$error":"#N/A"},2600,{"$error":"#N/A"},0.1288968676907867,0.08,0.97662473383155102,30,0.41535853384750143,0.7128892297065812,0,null,null,null,{"$error":"#N/A"},{"$error":"#VALUE!"},{"$error":"#VALUE!"},{"$error":"#N/A"},{"$error":"#VALUE!"},147.03059430127195]
[null,"Input parameters incomplete","Input parameters incomplete","Input parameters incomplete","Input parameters incomplete",70,6.8361633157567492E-2,1.1122491364630047,{"$error":"#N/A"},2600,{"$error":"#N/A"},0.18241748099088317,0.08,0.92920176364859197,30,0.41484680827914255,0.62372793477054556,0,null,null,null,{"$error":"#N/A"},{"$error":"#VALUE!"},{"$error":"#VALUE!"},{"$error":"#N/A"},{"$error":"#VALUE!"},228.81466253574877]
[null,"Input parameters incomplete","Input parameters incomplete","Input parameters incomplete","Input parameters incomplete",70,7.572052604233398E-2,1.1242021586550495,{"$error":"#N/A"},2600,{"$error":"#N/A"},0.16351793552313562,0.08,0.97176007930269226,30,0.49965839891092928,0.64792549935961774,0,null,null,null,{"$error":"#N/A"},{"$error":"#VALUE!"},{"$error":"#VALUE!"},{"$error":"#N/A"},{"$error":"#VALUE!"},141.97665557025837]
[null,"Input parameters incomplete","Input parameters incomplete","Input parameters incomplete","Input parameters incomplete",70,2.1685981930286265E-2,1.1640087966889978,{"$error":"#N/A"},2600,{"$error":"#N/A"},0.10282972619239704,0.08,0.93406943326714065,30,0.42652528832876524,0.73983405015984216,0,null,null,null,{"$error":"#N/A"},{"$error":"#VALUE!"},{"$error":"#VALUE!"},{"$error":"#N/A"},{"$error":"#VALUE!"},154.8828171914634]
[null,"Input parameters incomplete","Input parameters incomplete","Input parameters incomplete","Input parameters incomplete",70,5.4207138307523405E-2,1.0627631713519603,{"$error":"#N/A"},2600,{"$error":"#N/A"},0.19450228356960492,0.08,0.93524030569548633,30,0.43330029274148674,0.79030326628334047,0,null,null,null,{"$error":"#N/A"},{"$error":"#VALUE!"},{"$error":"#VALUE!"},{"$error":"#N/A"},{"$error":"#VALUE!"},127.80642510967336]
[null,"Input parameters incomplete","Input parameters incomplete","Input parameters incomplete","Input parameters incomplete",70,9.5472036868171448E-2,1.0991602272447001,{"$error":"#N/A"},2600,{"$error":"#N/A"},0.14718608814094492,0.08,0.9462612181558141,30,0.44529847953462875,0.72627126052334834,0,null,null,null,{"$error":"#N/A"},{"$error":"#VALUE!"},{"$error":"#VALUE!"},{"$error":"#N/A"},{"$error":"#VALUE!"},152.9643072640385]
[null,"Input parameters incomplete","Input parameters incomplete","Input parameters incomplete","Input parameters incomplete",70,5.0781178638847763E-2,1.0715850664227995,{"$error":"#N/A"},2600,{"$error":"#N/A"},0.1906779563443381,0.08,0.96021186185871099,30,0.40202663195068417,0.64999485504182841,0,null,null,null,{"$error":"#N/A"},{"$error":"#VALUE!"},{"$error":"#VALUE!"},{"$error":"#N/A"},{"$error":"#VALUE!"},265.68267799203511]
[null,"Input parameters incomplete","Input parameters incomplete","Input parameters incomplete","Input parameters incomplete",70,6.3295194101366276E-2,1.0745012347596801,{"$error":"#N/A"},2600,{"$error":"#N/A"},0.10707677743940948,0.08,0.96667197820263162,30,0.46081503593360562,0.78699761967200865,0,null,null,null,{"$error":"#N/A"},{"$error":"#VALUE!"},{"$error":"#VALUE!"},{"$error":"#N/A"},{"$error":"#VALUE!"},190.70552595085488]
[null,"Input parameters incomplete","Input parameters incomplete","Input parameters incomplete","Input parameters incomplete",70,7.1005070265337145E-2,1.0640774024828554,{"$error":"#N/A"},2600,{"$error":"#N/A"},8.3135496987644691E-2,0.08,0.98933948172388197,30,0.48057776432158072,0.6946192140285985,0,null,null,null,{"$error":"#N/A"},{"$error":"#VALUE!"},{"$error":"#VALUE!"},{"$error":"#N/A"},{"$error":"#VALUE!"},174.91151946257347]
[null,"Input parameters incomplete","Input parameters incomplete","Input parameters incomplete","Input parameters incomplete",70,6.8991248221528051E-2,1.0784706457757174,{"$error":"#N/A"},2600,{"$error":"#N/A"},0.1803894898841765,0.08,0.95680430557540952,30,0.42430897107910093,0.65203794719186936,0,null,null,null,{"$error":"#N/A"},{"$error":"#VALUE!"},{"$error":"#VALUE!"},{"$error":"#N/A"},{"$error":"#VALUE!"},119.76543332049793]
[null,"Input parameters incomplete","Input parameters incomplete","Input parameters incomplete","Input parameters incomplete",70,5.7754745383980718E-2,0.98844699316331963,{"$error":"#N/A"},2600,{"$error":"#N/A"},0.1812456225035089,0.08,0.95810872918466639,30,0.43676707829749151,0.66643207332309484,0,null,null,null,{"$error":"#N/A"},{"$error":"#VALUE!"},{"$error":"#VALUE!"},{"$error":"#N/A"},{"$error":"#VALUE!"},112.1259105478904]
[null,"Input parameters incomplete","Input parameters incomplete","Input parameters incomplete","Input parameters incomplete",70,6.1136831870394211E-2,1.0543998099781688,{"$error":"#N/A"},2600,{"$error":"#N/A"},0.18049803856173879,0.08,0.95049223291638651,30,0.40873043402061637,0.71151817517419924,0,null,null,null,{"$error":"#N/A"},{"$error":"#VALUE!"},{"$error":"#VALUE!"},{"$error":"#N/A"},{"$error":"#VALUE!"},257.61862744517617]
[null,"Input parameters incomplete","Input parameters incomplete","Input parameters incomplete","Input parameters incomplete",70,4.4964647703543019E-2,1.0479819733525786,{"$error":"#N/A"},2600,{"$error":"#N/A"},0.17758732542357036,0.08,0.95073382200315026,30,0.49050900578543988,0.70577292458237051,0,null,null,null,{"$error":"#N/A"},{"$error":"#VALUE!"},{"$error":"#VALUE!"},{"$error":"#N/A"},{"$error":"#VALUE!"},186.35376091998344]
[null,"Input parameters incomplete","Input parameters incomplete","Input parameters incomplete","Input parameters incomplete",70,8.1850632119852995E-2,1.0755960329442011,{"$error":"#N/A"},2600,{"$error":"#N/A"},0.17065084347553428,0.08,0.96434242927255098,30,0.45190811178890045,0.65155832413999182,0,null,null,null,{"$error":"#N/A"},{"$error":"#VALUE!"},{"$error":"#VALUE!"},{"$error":"#N/A"},{"$error":"#VALUE!"},135.14917612283955]
[null,"Input parameters incomplete","Input parameters incomplete","Input parameters incomplete","Input parameters incomplete",70,7.3483927902714824E-2,1.0213186736984401,{"$error":"#N/A"},2600,{"$error":"#N/A"},0.17438723804724959,0.08,0.95437003668504661,30,0.42843271846425435,0.60031993304652387,0,null,null,null,{"$error":"#N/A"},{"$error":"#VALUE!"},{"$error":"#VALUE!"},{"$error":"#N/A"},{"$error":"#VALUE!"},211.59686255342982]
[null,"Input parameters incomplete","Input parameters incomplete","Input parameters incomplete","Input parameters incomplete",70,4.2630245223501381E-2,1.1013776523246863,{"$error":"#N/A"},2600,{"$error":"#N/A"},0.14300575127647164,0.08,0.94243627090884519,30,0.41770288023010849,0.73961531664755631,0,null,null,null,{"$error":"#N/A"},{"$error":"#VALUE!"},{"$error":"#VALUE!"},{"$error":"#N/A"},{"$error":"#VALUE!"},218.48926462415318]
[null,"Input parameters incomplete","Input parameters incomplete","Input parameters incomplete","Input parameters incomplete",70,4.2482689534684911E-2,1.1359218826199808,{"$error":"#N/A"},2600,{"$error":"#N/A"},0.16796921431059347,0.08,0.92299162539548052,30,0.40725678284562722,0.74662995250363928,0,null,null,null,{"$error":"#N/A"},{"$error":"#VALUE!"},{"$error":"#VALUE!"},{"$error":"#N/A"},{"$error":"#VALUE!"},215.68214362465761]
[null,"Input parameters incomplete","Input parameters incomplete","Input parameters incomplete","Input parameters incomplete",70,6.2000019480755335E-2,1.086406378581088,{"$error":"#N/A"},2600,{"$error":"#N/A"},8.2654380312651834E-2,0.08,0.95901296377808853,30,0.48519660247904789,0.69170604009741532,0,null,null,null,{"$error":"#N/A"},{"$error":"#VALUE!"},{"$error":"#VALUE!"},{"$error":"#N/A"},{"$error":"#VALUE!"},223.94711619793125]
[null,"Input parameters incomplete","Input parameters incomplete","Input parameters incomplete","Input parameters incomplete",70,8.444796355898801E-2,1.0779734542568831,{"$error":"#N/A"},2600,{"$error":"#N/A"},0.15032012275856058,0.08,0.94103425526305839,30,0.44208216549802543,0.72934579484640072,0,null,null,null,{"$error":"#N/A"},{"$error":"#VALUE!"},{"$error":"#VALUE!"},{"$error":"#N/A"},{"$error":"#VALUE!"},234.88111321019423]
[null,"Input parameters incomplete","Input parameters incomplete","Input parameters incomplete","Input parameters incomplete",70,6.7033066834495614E-2,1.0646930540887558,{"$error":"#N/A"},2600,{"$error":"#N/A"},0.13411366099657049,0.08,0.96186831790620508,30,0.45237045549198629,0.74694159260024451,0,null,null,null,{"$error":"#N/A"},{"$error":"#VALUE!"},{"$error":"#VALUE!"},{"$error":"#N/A"},{"$error":"#VALUE!"},291.83048959152217]
[null,"Input parameters incomplete","Input parameters incomplete","Input parameters incomplete","Input parameters incomplete",70,5.4555434193375898E-2,1.0157153710684894,{"$error":"#N/A"},2600,{"$error":"#N/A"},0.12723314813198539,0.08,0.9457996498762361,30,0.47729107799876974,0.73730745680203369,0,null,null,null,{"$error":"#N/A"},{"$error":"#VALUE!"},{"$error":"#VALUE!"},{"$error":"#N/A"},{"$error":"#VALUE!"},162.20531245659325]
[null,"Input parameters incomplete","Input parameters incomplete","Input parameters incomplete","Input parameters incomplete",70,4.6609499488001471E-2,1.0634707666962275,{"$error":"#N/A"},2600,{"$error":"#N/A"},9.1022966406247477E-2,0.08,0.95708365680582408,30,0.4685090000625084,0.67816947320593823,0,null,null,null,{"$error":"#N/A"},{"$error":"#VALUE!"},{"$error":"#VALUE!"},{"$error":"#N/A"},{"$error":"#VALUE!"},137.71323774905321]
[null,"Input parameters incomplete","Input parameters incomplete","Input parameters incomplete","Input parameters incomplete",70,4.853803448480519E-2,1.0278438251417605,{"$error":"#N/A"},2600,{"$error":"#N/A"},0.19301256208220774,0.08,0.92865465481739806,30,0.41282789346262883,0.78982615704176184,0,null,null,null,{"$error":"#N/A"},{"$error":"#VALUE!"},{"$error":"#VALUE!"},{"$error":"#N/A"},{"$error":"#VALUE!"},238.26539375491308]
[null,"Input parameters incomplete","Input parameters incomplete","Input parameters incomplete","Input parameters incomplete",70,5.9666873034671622E-2,1.0569460848352281,{"$error":"#N/A"},2600,{"$error":"#N/A"},0.16294571890873408,0.08,0.92229434830693002,30,0.48638189989696889,0.75111644389443954,0,null,null,null,{"$error":"#N/A"},{"$error":"#VALUE!"},{"$error":"#VALUE!"},{"$error":"#N/A"},{"$error":"#VALUE!"},194.39966315060508]
[null,"Input parameters incomplete","Input parameters incomplete","Input parameters incomplete","Input parameters incomplete",70,6.0738572500266035E-2,1.0728074915258019,{"$error":"#N/A"},2600,{"$error":"#N/A"},9.6725188721008298E-2,0.08,0.93224126061735901,30,0.47772542954723829,0.75798463471143573,0,null,null,null,{"$error":"#N/A"},{"$error":"#VALUE!"},{"$error":"#VALUE!"},{"$error":"#N/A"},{"$error":"#VALUE!"},130.18605472628579]
[null,"Input parameters incomplete","Input parameters incomplete","Input parameters incomplete","Input parameters incomplete",70,3.355352935283111E-2,1.0781530657587111,{"$error":"#N/A"},2600,{"$error":"#N/A"},0.14859449641844769,0.08,0.98080840954050208,30,0.40954865014554526,0.77574782066974013,0,null,null,null,{"$error":"#N/A"},{"$error":"#VALUE!"},{"$error":"#VALUE!"},{"$error":"#N/A"},{"$error":"#VALUE!"},160.34321719582726]
[null,"Input parameters incomplete","Input parameters incomplete","Input parameters incomplete","Input parameters incomplete",70,9.1799068065118117E-2,1.1243642087067052,{"$error":"#N/A"},2600,{"$error":"#N/A"},0.18585909691525454,0.08,0.95500738260035933,30,0.42065020719441726,0.75902906657623759,0,null,null,null,{"$error":"#N/A"},{"$error":"#VALUE!"},{"$error":"#VALUE!"},{"$error":"#N/A"},{"$error":"#VALUE!"},256.07492260525862]
[null,"Input parameters incomplete","Input parameters incomplete","Input parameters incomplete","Input parameters incomplete",70,5.5537584302304044E-2,1.1121373592253418,{"$error":"#N/A"},2600,{"$error":"#N/A"},0.1863600190054106,0.08,0.96506940354387183,30,0.49362489945918786,0.67111477046274637,0,null,null,null,{"$error":"#N/A"},{"$error":"#VALUE!"},{"$error":"#VALUE!"},{"$error":"#N/A"},{"$error":"#VALUE!"},154.53062534493881]
[null,"Input parameters incomplete","Input parameters incomplete","Input parameters incomplete","Input parameters incomplete",70,9.8185657100609586E-2,1.0356118494256881,{"$error":"#N/A"},2600,{"$error":"#N/A"},0.14771343504977685,0.08,0.92829690079841043,30,0.43683200959373902,0.62198148934210762,0,null,null,null,{"$error":"#N/A"},{"$error":"#VALUE!"},{"$error":"#VALUE!"},{"$error":"#N/A"},{"$error":"#VALUE!"},266.38751708272463]
[null,"Input parameters incomplete","Input parameters incomplete","Input parameters incomplete","Input parameters incomplete",70,6.8290289469035093E-2,1.0408183482160187,{"$error":"#N/A"},2600,{"$error":"#N/A"},0.12779434343321111,0.08,0.97858882035176153,30,0.49158714641280643,0.65750677052610251,0,null,null,null,{"$error":"#N/A"},{"$error":"#VALUE!"},{"$error":"#VALUE!"},{"$error":"#N/A"},{"$error":"#VALUE!"},255.33374144320172]
[null,"Input parameters incomplete","Input parameters incomplete","Input parameters incomplete","Input parameters incomplete",70,8.7042344131082403E-2,1.1140841597220947,{"$error":"#N/A"},2600,{"$error":"#N/A"},0.1994242652024697,0.08,0.93416883633751902,30,0.48961979291901175,0.646566000965623,0,null,null,null,{"$error":"#N/A"},{"$error":"#VALUE!"},{"$error":"#VALUE!"},{"$error":"#N/A"},{"$error":"#VALUE!"},130.16697787233096]
[null,"Input parameters incomplete","Input parameters incomplete","Input parameters incomplete","Input parameters incomplete",70,1.1451232777377196E-2,1.0661020329172644,{"$error":"#N/A"},2600,{"$error":"#N/A"},0.17096108375539593,0.08,0.92722501470304641,30,0.46038841835051797,0.66108697100110769,0,null,null,null,{"$error":"#N/A"},{"$error":"#VALUE!"},{"$error":"#VALUE!"},{"$error":"#N/A"},{"$error":"#VALUE!"},209.92220315488242]
[null,"Input parameters incomplete","Input parameters incomplete","Input parameters incomplete","Input parameters incomplete",70,6.5770098370829339E-2,0.99341075423824776,{"$error":"#N/A"},2600,{"$error":"#N/A"},0.16609738894730758,0.08,0.96172632897380483,30,0.48282789201032389,0.78452654869893501,0,null,null,null,{"$error":"#N/A"},{"$error":"#VALUE!"},{"$error":"#VALUE!"},{"$error":"#N/A"},{"$error":"#VALUE!"},184.18357743530251]
[null,"Input parameters incomplete","Input parameters incomplete","Input parameters incomplete","Input parameters incomplete",70,5.8353142975542192E-2,1.1340920655732347,{"$error":"#N/A"},2600,{"$error":"#N/A"},0.10933436257150565,0.08,0.95658517880216709,30,0.4289510715670124,0.78017159214679443,0,null,null,null,{"$error":"#N/A"},{"$error":"#VALUE!"},{"$error":"#VALUE!"},{"$error":"#N/A"},{"$error":"#VALUE!"},166.36001394471899]
[null,"Input parameters incomplete","Input parameters incomplete","Input parameters incomplete","Input parameters incomplete",70,6.6119582344878636E-2,1.0843157040110278,{"$error":"#N/A"},2600,{"$error":"#N/A"},0.1209434297739683,0.08,0.93484712483456978,30,0.49370742730086714,0.64021843337115547,0,null,null,null,{"$error":"#N/A"},{"$error":"#VALUE!"},{"$error":"#VALUE!"},{"$error":"#N/A"},{"$error":"#VALUE!"},177.5038274101673]
[null,"Input parameters incomplete","Input parameters incomplete","Input parameters incomplete","Input parameters incomplete",70,4.3479732027876708E-2,1.083756000247815,{"$error":"#N/A"},2600,{"$error":"#N/A"},0.10038519360641635,0.08,0.95108304803632437,30,0.44473366160829453,0.74416397505643017,0,null,null,null,{"$error":"#N/A"},{"$error":"#VALUE!"},{"$error":"#VALUE!"},{"$error":"#N/A"},{"$error":"#VALUE!"},231.72087413509172]
[null,"Input parameters incomplete","Input parameters incomplete","Input parameters incomplete","Input parameters incomplete",70,7.8196881417239475E-2,1.0399977656267552,{"$error":"#N/A"},2600,{"$error":"#N/A"},0.16579836419119773,0.08,0.93444065537638787,30,0.41820399983880618,0.73847626281953938,0,null,null,null,{"$error":"#N/A"},{"$error":"#VALUE!"},{"$error":"#VALUE!"},{"$error":"#N/A"},{"$error":"#VALUE!"},171.65848088114984]
[null,"Input parameters incomplete","Input parameters incomplete","Input parameters incomplete","Input parameters incomplete",70,3.8419875738194824E-2,0.99609165785374598,{"$error":"#N/A"},2600,{"$error":"#N/A"},0.1579735100969758,0.08,0.92985419971438199,30,0.49598758764049433,0.68934686736408146,0,null,null,null,{"$error":"#N/A"},{"$error":"#VALUE!"},{"$error":"#VALUE!"},{"$error":"#N/A"},{"$error":"#VALUE!"},279.66909064595546]
[null,"Input parameters incomplete","Input parameters incomplete","Input parameters incomplete","Input parameters incomplete",70,9.3513831279666254E-2,1.0598271210156565,{"$error":"#N/A"},2600,{"$error":"#N/A"},0.10521437862451231,0.08,0.95289199568824001,30,0.40241732044530149,0.72757083928429511,0,null,null,null,{"$error":"#N/A"},{"$error":"#VALUE!"},{"$error":"#VALUE!"},{"$error":"#N/A"},{"$error":"#VALUE!"},170.32166521372321]
[null,"Input parameters incomplete","Input parameters incomplete","Input parameters incomplete","Input parameters incomplete",70,3.6138644841845577E-2,1.0525220348884732,{"$error":"#N/A"},2600,{"$error":"#N/A"},0.18788726407043368,0.08,0.91955085790812474,30,0.42882139292870725,0.63996003164258353,0,null,null,null,{"$error":"#N/A"},{"$error":"#VALUE!"},{"$error":"#VALUE!"},{"$error":"#N/A"},{"$error":"#VALUE!"},214.50599266878081]
[null,"Input parameters incomplete","Input parameters incomplete","Input parameters incomplete","Input parameters incomplete",70,5.6123746201321711E-2,1.1118454917637435,{"$error":"#N/A"},2600,{"$error":"#N/A"},0.16708528663286637,0.08,0.9528481675651429,30,0.40885682699837861,0.7551327085854449,0,null,null,null,{"$error":"#N/A"},{"$error":"#VALUE!"},{"$error":"#VALUE!"},{"$error":"#N/A"},{"$error":"#VALUE!"},256.90979534952658]
[null,"Input parameters incomplete","Input parameters incomplete","Input parameters incomplete","Input parameters incomplete",70,6.2322797830961306E-2,1.0572619080519117,{"$error":"#N/A"},2600,{"$error":"#N/A"},0.17300512796507025,0.08,0.93008252959504412,30,0.45121490313318113,0.64980781038236901,0,null,null,null,{"$error":"#N/A"},{"$error":"#VALUE!"},{"$error":"#VALUE!"},{"$error":"#N/A"},{"$error":"#VALUE!"},268.07832463889918]
[null,"Input parameters incomplete","Input parameters incomplete","Input parameters incomplete","Input parameters incomplete",70,9.9222967354448938E-2,1.0237694240373196,{"$error":"#N/A"},2600,{"$error":"#N/A"},0.18694924412767655,0.08,0.95215503426346437,30,0.43841115908224826,0.64086455402881637,0,null,null,null,{"$error":"#N/A"},{"$error":"#VALUE!"},{"$error":"#VALUE!"},{"$error":"#N/A"},{"$error":"#VALUE!"},201.36090277129045]
[null,"Input parameters incomplete","Input parameters incomplete","Input parameters incomplete","Input parameters incomplete",70,4.2337106686036019E-2,1.1032433514212765,{"$error":"#N/A"},2600,{"$error":"#N/A"},0.16860992045269574,0.08,0.94781446986774753,30,0.49283724958084552,0.76044114832866583,0,null,null,null,{"$error":"#N/A"},{"$error":"#VALUE!"},{"$error":"#VALUE!"},{"$error":"#N/A"},{"$error":"#VALUE!"},127.59566826306855]
[null,"Input parameters incomplete","Input parameters incomplete","Input parameters incomplete","Input parameters incomplete",70,6.5179944596326617E-2,1.0658363422813188,{"$error":"#N/A"},2600,{"$error":"#N/A"},0.11296164126422956,0.08,0.94690229754164879,30,0.46537679835974655,0.75114651154664891,0,null,null,null,{"$error":"#N/A"},{"$error":"#VALUE!"},{"$error":"#VALUE!"},{"$error":"#N/A"},{"$error":"#VALUE!"},285.91507998657397]
[null,"Input parameters incomplete","Input parameters incomplete","Input parameters incomplete","Input parameters incomplete",70,8.2724171882627776E-3,1.0187173640585954,{"$error":"#N/A"},2600,{"$error":"#N/A"},0.17861076088241346,0.08,0.9583551749176964,30,0.42014025894862206,0.64645287480907554,0,null,null,null,{"$error":"#N/A"},{"$error":"#VALUE!"},{"$error":"#VALUE!"},{"$error":"#N/A"},{"$error":"#VALUE!"},236.53528221957671]
[null,"Input parameters incomplete","Input parameters incomplete","Input parameters incomplete","Input parameters incomplete",70,4.5765268151805621E-2,1.0768737642425743,{"$error":"#N/A"},2600,{"$error":"#N/A"},0.1278438973337844,0.08,0.96511123173643043,30,0.4741763036963782,0.77134769974314266,0,null,null,null,{"$error":"#N/A"},{"$error":"#VALUE!"},{"$error":"#VALUE!"},{"$error":"#N/A"},{"$error":"#VALUE!"},246.84878135093939]
[null,"Input parameters incomplete","Input parameters incomplete","Input parameters incomplete","Input parameters incomplete",70,4.5794877764276598E-2,1.0957924652438735,{"$error":"#N/A"},2600,{"$error":"#N/A"},0.13880398214617251,0.08,0.96096436176517919,30,0.49440276301101915,0.70117289840301578,0,null,null,null,{"$error":"#N/A"},{"$error":"#VALUE!"},{"$error":"#VALUE!"},{"$error":"#N/A"},{"$error":"#VALUE!"},201.73867634007973]
[null,"Input parameters incomplete","Input parameters incomplete","Input parameters incomplete","Input parameters incomplete",70,4.0111255529593139E-2,1.0446833109222007,{"$error":"#N/A"},2600,{"$error":"#N/A"},9.6876539031831382E-2,0.08,0.95124444179781897,30,0.49833753718492901,0.63545911584891313,0,null,null,null,{"$error":"#N/A"},{"$error":"#VALUE!"},{"$error":"#VALUE!"},{"$error":"#N/A"},{"$error":"#VALUE!"},182.95725821047566]
[null,"Input parameters incomplete","Input parameters incomplete","Input parameters incomplete","Input parameters incomplete",70,2.1071188919322678E-2,0.99287589047233327,{"$error":"#N/A"},2600,{"$error":"#N/A"},0.14320510378330531,0.08,0.98739564320702522,30,0.45508185173510923,0.64665411990276378,0,null,null,null,{"$error":"#N/A"},{"$error":"#VALUE!"},{"$error":"#VALUE!"},{"$error":"#N/A"},{"$error":"#VALUE!"},161.51325304902127]
[null,"Input parameters incomplete","Input parameters incomplete","Input parameters incomplete","Input parameters incomplete",70,5.7896824031265795E-2,1.056651184226578,{"$error":"#N/A"},2600,{"$error":"#N/A"},9.8826852099187512E-2,0.08,0.92837892431424696,30,0.4414944277516894,0.79708367016324422,0,null,null,null,{"$error":"#N/A"},{"$error":"#VALUE!"},{"$error":"#VALUE!"},{"$error":"#N/A"},{"$error":"#VALUE!"},127.70489914143518]
[null,"Input parameters incomplete","Input parameters incomplete","Input parameters incomplete","Input parameters incomplete",70,6.4640721431698633E-2,1.058937787793379,{"$error":"#N/A"},2600,{"$error":"#N/A"},0.1373798691687437,0.08,0.95709765196190544,30,0.4402289295417654,0.63109938690973688,0,null,null,null,{"$error":"#N/A"},{"$error":"#VALUE!"},{"$error":"#VALUE!"},{"$error":"#N/A"},{"$error":"#VALUE!"},269.24153614356595]
[null,"Input parameters incomplete","Input parameters incomplete","Input parameters incomplete","Input parameters incomplete",70,4.8573110237617213E-2,1.0756042971981841,{"$error":"#N/A"},2600,{"$error":"#N/A"},0.10463639494614053,0.08,0.93505348130238641,30,0.42120323282071143,0.78610525745042126,0,null,null,null,{"$error":"#N/A"},{"$error":"#VALUE!"},{"$error":"#VALUE!"},{"$error":"#N/A"},{"$error":"#VALUE!"},278.41544465966399]
[null,"Input parameters incomplete","Input parameters incomplete","Input parameters incomplete","Input parameters incomplete",70,3.7352557038293085E-2,1.0316668797171615,{"$error":"#N/A"},2600,{"$error":"#N/A"},0.12764373715403465,0.08,0.94733307544309064,30,0.44817374605366367,0.71264858721967839,0,null,null,null,{"$error":"#N/A"},{"$error":"#VALUE!"},{"$error":"#VALUE!"},{"$error":"#N/A"},{"$error":"#VALUE!"},223.99779981701712]
[null,"Input parameters incomplete","Input parameters incomplete","Input parameters incomplete","Input parameters incomplete",70,4.1707959903210058E-2,1.1552610415905231,{"$error":"#N/A"},2600,{"$error":"#N/A"},9.5097603446758078E-2,0.08,0.95434015808591877,30,0.4755521056110904,0.7586050992434914,0,null,null,null,{"$error":"#N/A"},{"$error":"#VALUE!"},{"$error":"#VALUE!"},{"$error":"#N/A"},{"$error":"#VALUE!"},218.44801783266306]
[null,"Input parameters incomplete","Input parameters incomplete","Input parameters incomplete","Input parameters incomplete",70,3.2982310757066431E-2,1.1241302408469065,{"$error":"#N/A"},2600,{"$error":"#N/A"},0.1118409026100648,0.08,0.9386280867681116,30,0.46610401304191978,0.76041999542851391,0,null,null,null,{"$error":"#N/A"},{"$error":"#VALUE!"},{"$error":"#VALUE!"},{"$error":"#N/A"},{"$error":"#VALUE!"},162.23856063797521]
[null,"Input parameters incomplete","Input parameters incomplete","Input parameters incomplete","Input parameters incomplete",70,5.4102790987551871E-2,1.0471358229289582,{"$error":"#N/A"},2600,{"$error":"#N/A"},0.14249061673479801,0.08,0.92833037278668185,30,0.40632971472885548,0.6917529960905946,0,null,null,null,{"$error":"#N/A"},{"$error":"#VALUE!"},{"$error":"#VALUE!"},{"$error":"#N/A"},{"$error":"#VALUE!"},201.23123481651467]
[null,"Input parameters incomplete","Input parameters incomplete","Input parameters incomplete","Input parameters incomplete",70,5.3748859604742953E-2,1.0821263286341485,{"$error":"#N/A"},2600,{"$error":"#N/A"},8.3277241855217538E-2,0.08,0.945648807313207,30,0.47062882890560837,0.75313785205273098,0,null,null,null,{"$error":"#N/A"},{"$error":"#VALUE!"},{"$error":"#VALUE!"},{"$error":"#N/A"},{"$error":"#VALUE!"},215.3063017586181]
[null,"Input parameters incomplete","Input parameters incomplete","Input parameters incomplete","Input parameters incomplete",70,5.9407224723815114E-2,1.1616658693672341,{"$error":"#N/A"},2600,{"$error":"#N/A"},0.14359136864697564,0.08,0.98793450879149325,30,0.43411377621287062,0.67119777075010001,0,null,null,null,{"$error":"#N/A"},{"$error":"#VALUE!"},{"$error":"#VALUE!"},{"$error":"#N/A"},{"$error":"#VALUE!"},210.00046821655545]
[null,"Input parameters incomplete","Input parameters incomplete","Input parameters incomplete","Input parameters incomplete",70,4.1784346019194993E-2,1.0314026091384636,{"$error":"#N/A"},2600,{"$error":"#N/A"},0.10363455882146438,0.08,0.95314859107827743,30,0.45891457002593722,0.63109730369176931,0,null,null,null,{"$error":"#N/A"},{"$error":"#VALUE!"},{"$error":"#VALUE!"},{"$error":"#N/A"},{"$error":"#VALUE!"},191.45327643811655]
[null,"Input parameters incomplete","Input parameters incomplete","Input parameters incomplete","Input parameters incomplete",70,8.7128042204949199E-2,0.99990536578852696,{"$error":"#N/A"},2600,{"$error":"#N/A"},0.12655140845018042,0.08,0.93933505173591669,30,0.42184669850662787,0.73865320408039592,0,null,null,null,{"$error":"#N/A"},{"$error":"#VALUE!"},{"$error":"#VALUE!"},{"$error":"#N/A"},{"$error":"#VALUE!"},189.36416862990677]
[null,"Input parameters incomplete","Input parameters incomplete","Input parameters incomplete","Input parameters incomplete",70,8.5530068170090151E-2,1.1284112342272061,{"$error":"#N/A"},2600,{"$error":"#N/A"},9.3838011850809477E-2,0.08,0.92514057674551819,30,0.40259475368723302,0.77220334535848889,0,null,null,null,{"$error":"#N/A"},{"$error":"#VALUE!"},{"$error":"#VALUE!"},{"$error":"#N/A"},{"$error":"#VALUE!"},239.74130466150675]
[null,"Input parameters incomplete","Input parameters incomplete","Input parameters incomplete","Input parameters incomplete",70,3.9088844507186693E-2,1.1261680629448556,{"$error":"#N/A"},2600,{"$error":"#N/A"},0.12300943802122953,0.08,0.9248513495429721,30,0.49608711329976501,0.79829963001940163,0,null,null,null,{"$error":"#N/A"},{"$error":"#VALUE!"},{"$error":"#VALUE!"},{"$error":"#N/A"},{"$error":"#VALUE!"},129.4073815333058]
[null,"Input parameters incomplete","Input parameters incomplete","Input parameters incomplete","Input parameters incomplete",70,6.4344257554287992E-2,1.0425329767882252,{"$error":"#N/A"},2600,{"$error":"#N/A"},0.15150703171793334,0.08,0.96607522028341075,30,0.48857872797612567,0.7706338421671397,0,null,null,null,{"$error":"#N/A"},{"$error":"#VALUE!"},{"$error":"#VALUE!"},{"$error":"#N/A"},{"$error":"#VALUE!"},201.58096866964183]
[null,"Input parameters incomplete","Input parameters incomplete","Input parameters incomplete","Input parameters incomplete",70,7.1985003350438254E-2,1.0089161897135681,{"$error":"#N/A"},2600,{"$error":"#N/A"},0.16072678991584513,0.08,0.9558274552769348,30,0.48681657795750194,0.67215921683865176,0,null,null,null,{"$error":"#N/A"},{"$error":"#VALUE!"},{"$error":"#VALUE!"},{"$error":"#N/A"},{"$error":"#VALUE!"},287.89326929106682]
[null,"Input parameters incomplete","Input parameters incomplete","Input parameters incomplete","Input parameters incomplete",70,4.7933103195718897E-2,1.0103070252358493,{"$error":"#N/A"},2600,{"$error":"#N/A"},0.15141671304318505,0.08,0.95212743924202292,30,0.45492527628119117,0.71009542705631679,0,null,null,null,{"$error":"#N/A"},{"$error":"#VALUE!"},{"$error":"#VALUE!"},{"$error":"#N/A"},{"$error":"#VALUE!"},229.42995162685276]
[null,"Input parameters incomplete","Input parameters incomplete","Input parameters incomplete","Input parameters incomplete",70,1.826489372344612E-2,1.0915896427528813,{"$error":"#N/A"},2600,{"$error":"#N/A"},0.18462040671195751,0.08,0.94147221417282123,30,0.4089112499644682,0.77117774217222146,0,null,null,null,{"$error":"#N/A"},{"$error":"#VALUE!"},{"$error":"#VALUE!"},{"$error":"#N/A"},{"$error":"#VALUE!"},127.18080174863235]
[null,"Input parameters incomplete","Input parameters incomplete","Input parameters incomplete","Input parameters incomplete",70,2.8341054985577187E-2,1.0770172260555968,{"$error":"#N/A"},2600,{"$error":"#N/A"},0.16062560487313368,0.08,0.99258137148219594,30,0.49035503091288313,0.66171192513566268,0,null,null,null,{"$error":"#N/A"},{"$error":"#VALUE!"},{"$error":"#VALUE!"},{"$error":"#N/A"},{"$error":"#VALUE!"},228.34976616141472]
[null,"Input parameters incomplete","Input parameters incomplete","Input parameters incomplete","Input parameters incomplete",70,6.4903127107380484E-2,1.0744925845993587,{"$error":"#N/A"},2600,{"$error":"#N/A"},0.18491423944466606,0.08,0.91573514391494482,30,0.49029053345350193,0.74032403004453451,0,null,null,null,{"$error":"#N/A"},{"$error":"#VALUE!"},{"$error":"#VALUE!"},{"$error":"#N/A"},{"$error":"#VALUE!"},278.07299739398104]
[null,"Input parameters incomplete","Input parameters incomplete","Input parameters incomplete","Input parameters incomplete",70,7.758310652540254E-2,1.0083438830839897,{"$error":"#N/A"},2600,{"$error":"#N/A"},0.19949128985335962,0.08,0.92830963310770054,30,0.44070804978583966,0.6593674610255571,0,null,null,null,{"$error":"#N/A"},{"$error":"#VALUE!"},{"$error":"#VALUE!"},{"$error":"#N/A"},{"$error":"#VALUE!"},125.41289863638481]
[null,"Input parameters incomplete","Input parameters incomplete","Input parameters incomplete","Input parameters incomplete",70,6.9621358071454226E-2,1.1330231994600941,{"$error":"#N/A"},2600,{"$error":"#N/A"},0.11248195208048878,0.08,0.97977107574675004,30,0.44319779810238663,0.69498041457637705,0,null,null,null,{"$error":"#N/A"},{"$error":"#VALUE!"},{"$error":"#VALUE!"},{"$error":"#N/A"},{"$error":"#VALUE!"},204.59893564441265]
[null,"Input parameters incomplete","Input parameters incomplete","Input parameters incomplete","Input parameters incomplete",70,7.9618427992091317E-2,1.040152438446341,{"$error":"#N/A"},2600,{"$error":"#N/A"},0.17070501465505322,0.08,0.97387632277257052,30,0.44256115479437863,0.67008699918979775,0,null,null,null,{"$error":"#N/A"},{"$error":"#VALUE!"},{"$error":"#VALUE!"},{"$error":"#N/A"},{"$error":"#VALUE!"},260.03915093782365]
[null,"Input parameters incomplete","Input parameters incomplete","Input parameters incomplete","Input parameters incomplete",70,5.2006049787289496E-2,1.0362446469153088,{"$error":"#N/A"},2600,{"$error":"#N/A"},8.8748119445031901E-2,0.08,0.99651548515156196,30,0.48380598314597562,0.76475198712776615,0,null,null,null,{"$error":"#N/A"},{"$error":"#VALUE!"},{"$error":"#VALUE!"},{"$error":"#N/A"},{"$error":"#VALUE!"},282.28445911472124]
[null,"Input parameters incomplete","Input parameters incomplete","Input parameters incomplete","Input parameters incomplete",70,6.6177713956265899E-2,1.1173443920170614,{"$error":"#N/A"},2600,{"$error":"#N/A"},0.16677275473025932,0.08,0.97562650481420399,30,0.48755941210347303,0.75533908356667112,0,null,null,null,{"$error":"#N/A"},{"$error":"#VALUE!"},{"$error":"#VALUE!"},{"$error":"#N/A"},{"$error":"#VALUE!"},258.17533584756302]
[null,"Input parameters incomplete","Input parameters incomplete","Input parameters incomplete","Input parameters incomplete",70,6.0484857610279219E-2,1.1386515012069827,{"$error":"#N/A"},2600,{"$error":"#N/A"},0.16417769673666832,0.08,0.93960060849514926,30,0.44538262361334396,0.79919869349416017,0,null,null,null,{"$error":"#N/A"},{"$error":"#VALUE!"},{"$error":"#VALUE!"},{"$error":"#N/A"},{"$error":"#VALUE!"},133.84693499666474]
[null,"Input parameters incomplete","Input parameters incomplete","Input parameters incomplete","Input parameters incomplete",70,7.2638706527391378E-2,1.047765862708999,{"$error":"#N/A"},2600,{"$error":"#N/A"},0.15421475563399512,0.08,0.9451676816162593,30,0.4262990385883435,0.67055623129891651,0,null,null,null,{"$error":"#N/A"},{"$error":"#VALUE!"},{"$error":"#VALUE!"},{"$error":"#N/A"},{"$error":"#VALUE!"},154.90568373823828]
[null,"Input parameters incomplete","Input parameters incomplete","Input parameters incomplete","Input parameters incomplete",70,1.2041348467550637E-2,1.0618236247858142,{"$error":"#N/A"},2600,{"$error":"#N/A"},0.1489047418222145,0.08,0.93999388068246659,30,0.47409974474634781,0.66826798867010695,0,null,null,null,{"$error":"#N/A"},{"$error":"#VALUE!"},{"$error":"#VALUE!"},{"$error":"#N/A"},{"$error":"#VALUE!"},135.93716052127581]
[null,"Input parameters incomplete","Input parameters incomplete","Input parameters incomplete","Input parameters incomplete",70,5.7723121516699227E-2,1.0579279153418018,{"$error":"#N/A"},2600,{"$error":"#N/A"},0.11689167151172949,0.08,0.98412498350392197,30,0.44773633552743575,0.61174324437249983,0,null,null,null,{"$error":"#N/A"},{"$error":"#VALUE!"},{"$error":"#VALUE!"},{"$error":"#N/A"},{"$error":"#VALUE!"},279.33378604387855]
[null,"Input parameters incomplete","Input parameters incomplete","Input parameters incomplete","Input parameters incomplete",70,6.5169213430503581E-2,1.0088924889624447,{"$error":"#N/A"},2600,{"$error":"#N/A"},0.11162970331335312,0.08,0.9530601553547986,30,0.48260643295144673,0.66536296919131421,0,null,null,null,{"$error":"#N/A"},{"$error":"#VALUE!"},{"$error":"#VALUE!"},{"$error":"#N/A"},{"$error":"#VALUE!"},235.38244048130304]
[null,"Input parameters incomplete","Input parameters incomplete","Input parameters incomplete","Input parameters incomplete",70,5.4267337587082021E-2,1.0024932536479483,{"$error":"#N/A"},2600,{"$error":"#N/A"},0.17031815217720475,0.08,0.94949075225590984,30,0.48918969983607724,0.63803289167652344,0,null,null,null,{"$error":"#N/A"},{"$error":"#VALUE!"},{"$error":"#VALUE!"},{"$error":"#N/A"},{"$error":"#VALUE!"},126.06656581823506]
[null,"Input parameters incomplete","Input parameters incomplete","Input parameters incomplete","Input parameters incomplete",70,7.5395312285361143E-2,1.0886240591622434,{"$error":"#N/A"},2600,{"$error":"#N/A"},0.16116036001649911,0.08,0.94439829738088421,30,0.4886121273890065,0.79578878114972251,0,null,null,null,{"$error":"#N/A"},{"$error":"#VALUE!"},{"$error":"#VALUE!"},{"$error":"#N/A"},{"$error":"#VALUE!"},156.56839578484505]
[null,"Input parameters incomplete","Input parameters incomplete","Input parameters incomplete","Input parameters incomplete",70,6.1179435512667531E-2,1.0591613927725672,{"$error":"#N/A"},2600,{"$error":"#N/A"},0.1464773088442991,0.08,0.97881088752693235,30,0.44629545867998588,0.76782478936861098,0,null,null,null,{"$error":"#N/A"},{"$error":"#VALUE!"},{"$error":"#VALUE!"},{"$error":"#N/A"},{"$error":"#VALUE!"},294.38156068263015]
[null,"Input parameters incomplete","Input parameters incomplete","Input parameters incomplete","Input parameters incomplete",70,1.7785318502311048E-2,1.1447431180741574,{"$error":"#N/A"},2600,{"$error":"#N/A"},0.19782984393542102,0.08,0.91993742100423948,30,0.41722210376497493,0.75721313331725393,0,null,null,null,{"$error":"#N/A"},{"$error":"#VALUE!"},{"$error":"#VALUE!"},{"$error":"#N/A"},{"$error":"#VALUE!"},306.44557410961204]
[null,"Input parameters incomplete","Input parameters incomplete","Input parameters incomplete","Input parameters incomplete",70,9.2987862876815597E-2,1.0869207027008381,{"$error":"#N/A"},2600,{"$error":"#N/A"},0.11536802463578683,0.08,0.95040200769248195,30,0.44425725371484986,0.6030954785812539,0,null,null,null,{"$error":"#N/A"},{"$error":"#VALUE!"},{"$error":"#VALUE!"},{"$error":"#N/A"},{"$error":"#VALUE!"},250.56791512109035]
[null,"Input parameters incomplete","Input parameters incomplete","Input parameters incomplete","Input parameters incomplete",70,6.0360484425936528E-2,1.0773945652321275,{"$error":"#N/A"},2600,{"$error":"#N/A"},0.15695533281655827,0.08,0.94940917096841648,30,0.48874492899791561,0.79449695262230313,0,null,null,null,{"$error":"#N/A"},{"$error":"#VALUE!"},{"$error":"#VALUE!"},{"$error":"#N/A"},{"$error":"#VALUE!"},184.42557740075532]
[null,"Input parameters incomplete","Input parameters incomplete","Input parameters incomplete","Input parameters incomplete",70,6.6310036145027798E-2,1.0242982411466273,{"$error":"#N/A"},2600,{"$error":"#N/A"},0.14194567691415508,0.08,0.95003598926105126,30,0.49073846765341805,0.63761926717074657,0,null,null,null,{"$error":"#N/A"},{"$error":"#VALUE!"},{"$error":"#VALUE!"},{"$error":"#N/A"},{"$error":"#VALUE!"},111.71617510031356]
[null,"Input parameters incomplete","Input parameters incomplete","Input parameters incomplete","Input parameters incomplete",70,7.2509730120784585E-2,1.0656129070657949,{"$error":"#N/A"},2600,{"$error":"#N/A"},0.12920439979408771,0.08,0.98750853202796751,30,0.45194834053051258,0.71338474957938958,0,null,null,null,{"$error":"#N/A"},{"$error":"#VALUE!"},{"$error":"#VALUE!"},{"$error":"#N/A"},{"$error":"#VALUE!"},178.2304721775219]
[null,"Input parameters incomplete","Input parameters incomplete","Input parameters incomplete","Input parameters incomplete",70,6.3358806071403831E-2,0.99391273050174156,{"$error":"#N/A"},2600,{"$error":"#N/A"},0.1902991644185002,0.08,0.98605772530565849,30,0.46161707235495542,0.79002698846188257,0,null,null,null,{"$error":"#N/A"},{"$error":"#VALUE!"},{"$error":"#VALUE!"},{"$error":"#N/A"},{"$error":"#VALUE!"},157.10805368636991]
[null,"Input parameters incomplete","Input parameters incomplete","Input parameters incomplete","Input parameters incomplete",70,5.7941658602301917E-2,1.0105806506637864,{"$error":"#N/A"},2600,{"$error":"#N/A"},0.18272760504041829,0.08,0.9642100865029043,30,0.48203658641320507,0.74179346684244363,0,null,null,null,{"$error":"#N/A"},{"$error":"#VALUE!"},{"$error":"#VALUE!"},{"$error":"#N/A"},{"$error":"#VALUE!"},181.19147951237377]
[null,"Input parameters incomplete","Input parameters incomplete","Input parameters incomplete","Input parameters incomplete",70,6.854468518925122E-2,1.0562526861192674,{"$error":"#N/A"},2600,{"$error":"#N/A"},8.7586812617189869E-2,0.08,0.97202134047907551,30,0.40739675711946804,0.61890127379679971,0,null,null,null,{"$error":"#N/A"},{"$error":"#VALUE!"},{"$error":"#VALUE!"},{"$error":"#N/A"},{"$error":"#VALUE!"},277.29544505223009]
[null,"Input parameters incomplete","Input parameters incomplete","Input parameters incomplete","Input parameters incomplete",70,3.7074518732933964E-2,1.0451248492884246,{"$error":"#N/A"},2600,{"$error":"#N/A"},0.12296186672179391,0.08,0.9490863733126419,30,0.45076207453983363,0.70545609577481194,0,null,null,null,{"$error":"#N/A"},{"$error":"#VALUE!"},{"$error":"#VALUE!"},{"$error":"#N/A"},{"$error":"#VALUE!"},117.00837877481491]
[null,"Input parameters incomplete","Input parameters incomplete","Input parameters incomplete","Input parameters incomplete",70,3.923060357962263E-2,1.038150933846953,{"$error":"#N/A"},2600,{"$error":"#N/A"},0.1910717732997006,0.08,0.97527392489285158,30,0.49422256601898373,0.70022152394363357,0,null,null,null,{"$error":"#N/A"},{"$error":"#VALUE!"},{"$error":"#VALUE!"},{"$error":"#N/A"},{"$error":"#VALUE!"},259.00060633658535]
[null,"Input parameters incomplete","Input parameters incomplete","Input parameters incomplete","Input parameters incomplete",70,7.4694373536539349E-2,1.0576737098007574,{"$error":"#N/A"},2600,{"$error":"#N/A"},0.13285557558391456,0.08,0.92399570607139803,30,0.49586146831001576,0.78989863808247396,0,null,null,null,{"$error":"#N/A"},{"$error":"#VALUE!"},{"$error":"#VALUE!"},{"$error":"#N/A"},{"$error":"#VALUE!"},254.55726610171044]
[null,"Input parameters incomplete","Input parameters incomplete","Input parameters incomplete","Input parameters incomplete",70,2.5310809544337051E-2,1.115365325388852,{"$error":"#N/A"},2600,{"$error":"#N/A"},8.8276901361486748E-2,0.08,0.96397505200371714,30,0.44479423834421772,0.71985267762193428,0,null,null,null,{"$error":"#N/A"},{"$error":"#VALUE!"},{"$error":"#VALUE!"},{"$error":"#N/A"},{"$error":"#VALUE!"},194.52625569321248]
[null,"Input parameters incomplete","Input parameters incomplete","Input parameters incomplete","Input parameters incomplete",70,5.9853011507255229E-2,1.0290604415877396,{"$error":"#N/A"},2600,{"$error":"#N/A"},0.14371884302503507,0.08,0.99000218482933522,30,0.49000613876610766,0.71287867649534542,0,null,null,null,{"$error":"#N/A"},{"$error":"#VALUE!"},{"$error":"#VALUE!"},{"$error":"#N/A"},{"$error":"#VALUE!"},242.10311973788316]
[null,"Input parameters incomplete","Input parameters incomplete","Input parameters incomplete","Input parameters incomplete",70,7.1468788860024543E-2,1.0034687611426794,{"$error":"#N/A"},2600,{"$error":"#N/A"},0.16304899900101388,0.08,0.9637132454943822,30,0.44922070570799705,0.71212305521907004,0,null,null,null,{"$error":"#N/A"},{"$error":"#VALUE!"},{"$error":"#VALUE!"},{"$error":"#N/A"},{"$error":"#VALUE!"},172.3775210882456]
[null,"Input parameters incomplete","Input parameters incomplete","Input parameters incomplete","Input parameters incomplete",70,4.3770991428031189E-2,1.110173033230015,{"$error":"#N/A"},2600,{"$error":"#N/A"},0.1488433684999374,0.08,0.9416891654313817,30,0.43159771642109046,0.66718038159378779,0,null,null,null,{"$error":"#N/A"},{"$error":"#VALUE!"},{"$error":"#VALUE!"},{"$error":"#N/A"},{"$error":"#VALUE!"},124.72380058812367]
[null,"Input parameters incomplete","Input parameters incomplete","Input parameters incomplete","Input parameters incomplete",70,6.0714863605912529E-2,1.080116778481516,{"$error":"#N/A"},2600,{"$error":"#N/A"},0.19433732371514259,0.08,0.90643806453100995,30,0.43106613284357082,0.65176698618590478,0,null,null,null,{"$error":"#N/A"},{"$error":"#VALUE!"},{"$error":"#VALUE!"},{"$error":"#N/A"},{"$error":"#VALUE!"},235.99028638092474]
[null,"Input parameters incomplete","Input parameters incomplete","Input parameters incomplete","Input parameters incomplete",70,4.6889492004117288E-2,1.0889328732125712,{"$error":"#N/A"},2600,{"$error":"#N/A"},8.4672232620960963E-2,0.08,0.92594428388292305,30,0.42645066268859605,0.61488554704104148,0,null,null,null,{"$error":"#N/A"},{"$error":"#VALUE!"},{"$error":"#VALUE!"},{"$error":"#N/A"},{"$error":"#VALUE!"},142.66992352123859]
[null,"Input parameters incomplete","Input parameters incomplete","Input parameters incomplete","Input parameters incomplete",70,7.3696308625446724E-2,1.1049954669825588,{"$error":"#N/A"},2600,{"$error":"#N/A"},0.14094930484721696,0.08,0.9548902309918379,30,0.48839551505301326,0.67032075384643897,0,null,null,null,{"$error":"#N/A"},{"$error":"#VALUE!"},{"$error":"#VALUE!"},{"$error":"#N/A"},{"$error":"#VALUE!"},191.77863189700454]
[null,"Input parameters incomplete","Input parameters incomplete","Input parameters incomplete","Input parameters incomplete",70,7.5749387024113657E-2,1.018378752467376,{"$error":"#N/A"},2600,{"$error":"#N/A"},0.11521950288982571,0.08,0.99111198605156614,30,0.43835401509650285,0.631191146790685,0,null,null,null,{"$error":"#N/A"},{"$error":"#VALUE!"},{"$error":"#VALUE!"},{"$error":"#N/A"},{"$error":"#VALUE!"},180.5375170150441]
[null,"Input parameters incomplete","Input parameters incomplete","Input parameters incomplete","Input parameters incomplete",70,3.5221841256440942E-2,1.0404340579493008,{"$error":"#N/A"},2600,{"$error":"#N/A"},0.12249477196379682,0.08,0.94139028766011146,30,0.45517939543221042,0.69674678100433884,0,null,null,null,{"$error":"#N/A"},{"$error":"#VALUE!"},{"$error":"#VALUE!"},{"$error":"#N/A"},{"$error":"#VALUE!"},262.2120536082478]
[null,"Input parameters incomplete","Input parameters incomplete","Input parameters incomplete","Input parameters incomplete",70,7.1468579779506158E-2,1.0835962779467214,{"$error":"#N/A"},2600,{"$error":"#N/A"},0.17965845538766526,0.08,0.95992507895269752,30,0.41447028136129499,0.60074352859250313,0,null,null,null,{"$error":"#N/A"},{"$error":"#VALUE!"},{"$error":"#VALUE!"},{"$error":"#N/A"},{"$error":"#VALUE!"},125.59599026989049]
[null,"Input parameters incomplete","Input parameters incomplete","Input parameters incomplete","Input parameters incomplete",70,3.2357169224641366E-2,1.0545783731169545,{"$error":"#N/A"},2600,{"$error":"#N/A"},0.14987947251346539,0.08,0.9559425006459692,30,0.45387585641110723,0.73632072754718214,0,null,null,null,{"$error":"#N/A"},{"$error":"#VALUE!"},{"$error":"#VALUE!"},{"$error":"#N/A"},{"$error":"#VALUE!"},213.52863126213717]
[null,"Input parameters incomplete","Input parameters incomplete","Input parameters incomplete","Input parameters incomplete",70,0.10294940195767191,1.0860346649684185,{"$error":"#N/A"},2600,{"$error":"#N/A"},0.10580223416021246,0.08,0.93033161635265449,30,0.40858376343309588,0.62174011101867976,0,null,null,null,{"$error":"#N/A"},{"$error":"#VALUE!"},{"$error":"#VALUE!"},{"$error":"#N/A"},{"$error":"#VALUE!"},159.55802790579497]
[null,"Input parameters incomplete","Input parameters incomplete","Input parameters incomplete","Input parameters incomplete",70,5.2352428630266526E-2,1.0321380595948597,{"$error":"#N/A"},2600,{"$error":"#N/A"},0.17903752249063654,0.08,0.96424268780763089,30,0.4258267540229157,0.6253702114126185,0,null,null,null,{"$error":"#N/A"},{"$error":"#VALUE!"},{"$error":"#VALUE!"},{"$error":"#N/A"},{"$error":"#VALUE!"},170.10930472038189]
[null,"Input parameters incomplete","Input parameters incomplete","Input parameters incomplete","Input parameters incomplete",70,5.6425756003182961E-2,1.1471472039211452,{"$error":"#N/A"},2600,{"$error":"#N/A"},0.12982620069532552,0.08,0.9599342436286411,30,0.49289661610176938,0.67127206550592167,0,null,null,null,{"$error":"#N/A"},{"$error":"#VALUE!"},{"$error":"#VALUE!"},{"$error":"#N/A"},{"$error":"#VALUE!"},175.14438001463617]
[null,"Input parameters incomplete","Input parameters incomplete","Input parameters incomplete","Input parameters incomplete",70,3.6770399241811767E-2,1.0970620998526326,{"$error":"#N/A"},2600,{"$error":"#N/A"},0.18158876821549891,0.08,0.94496119517596633,30,0.48327831727090986,0.6267965392459941,0,null,null,null,{"$error":"#N/A"},{"$error":"#VALUE!"},{"$error":"#VALUE!"},{"$error":"#N/A"},{"$error":"#VALUE!"},114.00171243776296]
[null,"Input parameters incomplete","Input parameters incomplete","Input parameters incomplete","Input parameters incomplete",70,5.2125019199530997E-2,1.0590216772045671,{"$error":"#N/A"},2600,{"$error":"#N/A"},0.16711441588627762,0.08,0.9313109534773375,30,0.43766554618950587,0.61620268289014202,0,null,null,null,{"$error":"#N/A"},{"$error":"#VALUE!"},{"$error":"#VALUE!"},{"$error":"#N/A"},{"$error":"#VALUE!"},197.26739626521359]
[null,"Input parameters incomplete","Input parameters incomplete","Input parameters incomplete","Input parameters incomplete",70,9.1450978280276776E-2,1.0636083020806943,{"$error":"#N/A"},2600,{"$error":"#N/A"},0.1658985214649365,0.08,0.95312706533390279,30,0.41292610741458668,0.65050622466717722,0,null,null,null,{"$error":"#N/A"},{"$error":"#VALUE!"},{"$error":"#VALUE!"},{"$error":"#N/A"},{"$error":"#VALUE!"},214.48839459492731]
[null,"Input parameters incomplete","Input parameters incomplete","Input parameters incomplete","Input parameters incomplete",70,4.2267596430012197E-2,1.077077838352521,{"$error":"#N/A"},2600,{"$error":"#N/A"},0.11404364968626916,0.08,0.94371565291525406,30,0.4911040234100405,0.60851956243594774,0,null,null,null,{"$error":"#N/A"},{"$error":"#VALUE!"},{"$error":"#VALUE!"},{"$error":"#N/A"},{"$error":"#VALUE!"},135.97453073469643]
[null,"Input parameters incomplete","Input parameters incomplete","Input parameters incomplete","Input parameters incomplete",70,4.4516178705147381E-2,1.0174089865330833,{"$error":"#N/A"},2600,{"$error":"#N/A"},8.0335848961584966E-2,0.08,0.94689698860172733,30,0.47764679624161055,0.79896482236406197,0,null,null,null,{"$error":"#N/A"},{"$error":"#VALUE!"},{"$error":"#VALUE!"},{"$error":"#N/A"},{"$error":"#VALUE!"},129.45161091061826]
[null,"Input parameters incomplete","Input parameters incomplete","Input parameters incomplete","Input parameters incomplete",70,3.8131402053193458E-2,1.0694231153306046,{"$error":"#N/A"},2600,{"$error":"#N/A"},0.17710889011008465,0.08,0.94332875270851546,30,0.49302885666063251,0.64879546964309975,0,null,null,null,{"$error":"#N/A"},{"$error":"#VALUE!"},{"$error":"#VALUE!"},{"$error":"#N/A"},{"$error":"#VALUE!"},203.69857754151101]
[null,"Input parameters incomplete","Input parameters incomplete","Input parameters incomplete","Input parameters incomplete",70,4.6969315028559278E-2,1.0830190952062404,{"$error":"#N/A"},2600,{"$error":"#N/A"},0.16724488605002011,0.08,0.96154869029162771,30,0.48922823110997338,0.66784576383020289,0,null,null,null,{"$error":"#N/A"},{"$error":"#VALUE!"},{"$error":"#VALUE!"},{"$error":"#N/A"},{"$error":"#VALUE!"},205.19425312279091]
[null,"Input parameters incomplete","Input parameters incomplete","Input parameters incomplete","Input parameters incomplete",70,6.2733587821610468E-2,1.0495635813931625,{"$error":"#N/A"},2600,{"$error":"#N/A"},0.14223855599128726,0.08,0.95118981592752561,30,0.45947293469219863,0.70029282913850088,0,null,null,null,{"$error":"#N/A"},{"$error":"#VALUE!"},{"$error":"#VALUE!"},{"$error":"#N/A"},{"$error":"#VALUE!"},218.22629036342201]
[null,"Input parameters incomplete","Input parameters incomplete","Input parameters incomplete","Input parameters incomplete",70,8.0035972039315909E-2,1.112024201832988,{"$error":"#N/A"},2600,{"$error":"#N/A"},0.19631423728223257,0.08,0.97712066488191629,30,0.4753669281553613,0.7886239741490525,0,null,null,null,{"$error":"#N/A"},{"$error":"#VALUE!"},{"$error":"#VALUE!"},{"$error":"#N/A"},{"$error":"#VALUE!"},269.19967087513993]
[null,"Input parameters incomplete","Input parameters incomplete","Input parameters incomplete","Input parameters incomplete",70,4.2406489251684484E-2,1.0794016179895669,{"$error":"#N/A"},2600,{"$error":"#N/A"},0.15697489954210794,0.08,0.9798988997457958,30,0.47359523227627653,0.65812417329736028,0,null,null,null,{"$error":"#N/A"},{"$error":"#VALUE!"},{"$error":"#VALUE!"},{"$error":"#N/A"},{"$error":"#VALUE!"},250.24963100839102]
[null,"Input parameters incomplete","Input parameters incomplete","Input parameters incomplete","Input parameters incomplete",70,4.5980393931863657E-2,1.1087099647047269,{"$error":"#N/A"},2600,{"$error":"#N/A"},0.1006446135689765,0.08,0.95174568743889132,30,0.45286963949356313,0.77498714855652873,0,null,null,null,{"$error":"#N/A"},{"$error":"#VALUE!"},{"$error":"#VALUE!"},{"$error":"#N/A"},{"$error":"#VALUE!"},117.29743756629736]
[null,"Input parameters incomplete","Input parameters incomplete","Input parameters incomplete","Input parameters incomplete",70,5.2937672090011656E-2,0.99502939056774498,{"$error":"#N/A"},2600,{"$error":"#N/A"},8.3722766019380529E-2,0.08,0.95861054139004598,30,0.4532746012336259,0.72755490282761004,0,null,null,null,{"$error":"#N/A"},{"$error":"#VALUE!"},{"$error":"#VALUE!"},{"$error":"#N/A"},{"$error":"#VALUE!"},242.43892984273958]
[null,"Input parameters incomplete","Input parameters incomplete","Input parameters incomplete","Input parameters incomplete",70,2.379122052271497E-2,1.0656437825923142,{"$error":"#N/A"},2600,{"$error":"#N/A"},8.4917828568195547E-2,0.08,0.95930026300462246,30,0.42390893418267084,0.64287588827712772,0,null,null,null,{"$error":"#N/A"},{"$error":"#VALUE!"},{"$error":"#VALUE!"},{"$error":"#N/A"},{"$error":"#VALUE!"},184.09197947864257]
[null,"Input parameters incomplete","Input parameters incomplete","Input parameters incomplete","Input parameters incomplete",70,4.5765458827262795E-2,1.0562047160935049,{"$error":"#N/A"},2600,{"$error":"#N/A"},8.0403787158765977E-2,0.08,0.97226403145974571,30,0.43115321778493393,0.69642028702195857,0,null,null,null,{"$error":"#N/A"},{"$error":"#VALUE!"},{"$error":"#VALUE!"},{"$error":"#N/A"},{"$error":"#VALUE!"},205.81101647081366]
[null,"Input parameters incomplete","Input parameters incomplete","Input parameters incomplete","Input parameters incomplete",70,2.8155609442170104E-2,1.11473058402826,{"$error":"#N/A"},2600,{"$error":"#N/A"},0.13315959051118459,0.08,0.94593751732289388,30,0.46507444746746496,0.69170709335656455,0,null,null,null,{"$error":"#N/A"},{"$error":"#VALUE!"},{"$error":"#VALUE!"},{"$error":"#N/A"},{"$error":"#VALUE!"},150.48437602403303]
[null,"Input parameters incomplete","Input parameters incomplete","Input parameters incomplete","Input parameters incomplete",70,8.184790812189191E-2,1.1480716964516056,{"$error":"#N/A"},2600,{"$error":"#N/A"},9.5420445411941487E-2,0.08,0.96322174814823458,30,0.48516256104870908,0.75486425221961795,0,null,null,null,{"$error":"#N/A"},{"$error":"#VALUE!"},{"$error":"#VALUE!"},{"$error":"#N/A"},{"$error":"#VALUE!"},168.69695146184569]
[null,"Input parameters incomplete","Input parameters incomplete","Input parameters incomplete","Input parameters incomplete",70,1.6754361196077226E-2,1.1406480477597214,{"$error":"#N/A"},2600,{"$error":"#N/A"},0.1114247586069379,0.08,0.9337070897086075,30,0.44716613519087678,0.72990615092203537,0,null,null,null,{"$error":"#N/A"},{"$error":"#VALUE!"},{"$error":"#VALUE!"},{"$error":"#N/A"},{"$error":"#VALUE!"},245.83571099773485]
[null,"Input parameters incomplete","Input parameters incomplete","Input parameters incomplete","Input parameters incomplete",70,8.3389403698448383E-2,1.0610595394947848,{"$error":"#N/A"},2600,{"$error":"#N/A"},0.12770076988841939,0.08,0.9551687468369856,30,0.47232022173698923,0.70185443841066841,0,null,null,null,{"$error":"#N/A"},{"$error":"#VALUE!"},{"$error":"#VALUE!"},{"$error":"#N/A"},{"$error":"#VALUE!"},146.60357575015132]
[null,"Input parameters incomplete","Input parameters incomplete","Input parameters incomplete","Input parameters incomplete",70,6.1487511836462339E-2,1.0845053827672153,{"$error":"#N/A"},2600,{"$error":"#N/A"},0.1582165595250426,0.08,0.96841811957696677,30,0.49516951302846107,0.68851459728781117,0,null,null,null,{"$error":"#N/A"},{"$error":"#VALUE!"},{"$error":"#VALUE!"},{"$error":"#N/A"},{"$error":"#VALUE!"},224.75204923271747]
[null,"Input parameters incomplete","Input parameters incomplete","Input parameters incomplete","Input parameters incomplete",70,8.3864833112567622E-2,1.0817485488834087,{"$error":"#N/A"},2600,{"$error":"#N/A"},0.17038811406276486,0.08,0.94466269262173841,30,0.49470205328781014,0.70722642196073804,0,null,null,null,{"$error":"#N/A"},{"$error":"#VALUE!"},{"$error":"#VALUE!"},{"$error":"#N/A"},{"$error":"#VALUE!"},235.05247190350281]
[null,"Input parameters incomplete","Input parameters incomplete","Input parameters incomplete","Input parameters incomplete",70,4.726370303828132E-2,1.0472267893287606,{"$error":"#N/A"},2600,{"$error":"#N/A"},0.14726724697654864,0.08,0.96304978133910102,30,0.48458005456400599,0.78094560772892874,0,null,null,null,{"$error":"#N/A"},{"$error":"#VALUE!"},{"$error":"#VALUE!"},{"$error":"#N/A"},{"$error":"#VALUE!"},314.49326513222695]
[null,"Input parameters incomplete","Input parameters incomplete","Input parameters incomplete","Input parameters incomplete",70,5.9512305174524348E-2,1.0642919196113605,{"$error":"#N/A"},2600,{"$error":"#N/A"},0.12777645338922805,0.08,0.92164112340539572,30,0.46153084093403546,0.71606898763493954,0,null,null,null,{"$error":"#N/A"},{"$error":"#VALUE!"},{"$error":"#VALUE!"},{"$error":"#N/A"},{"$error":"#VALUE!"},243.251482634144]
[null,"Input parameters incomplete","Input parameters incomplete","Input parameters incomplete","Input parameters incomplete",70,4.3857196099253246E-2,1.0232404821478052,{"$error":"#N/A"},2600,{"$error":"#N/A"},0.12811054523059268,0.08,0.9517178512420934,30,0.49633502531147333,0.6946976910801077,0,null,null,null,{"$error":"#N/A"},{"$error":"#VALUE!"},{"$error":"#VALUE!"},{"$error":"#N/A"},{"$error":"#VALUE!"},221.1606591808933]
[null,"Input parameters incomplete","Input parameters incomplete","Input parameters incomplete","Input parameters incomplete",70,7.918312438170895E-2,1.0364704109134359,{"$error":"#N/A"},2600,{"$error":"#N/A"},0.16868192985560465,0.08,0.9330788822863243,30,0.45875094677084977,0.71898966454632973,0,null,null,null,{"$error":"#N/A"},{"$error":"#VALUE!"},{"$error":"#VALUE!"},{"$error":"#N/A"},{"$error":"#VALUE!"},157.89702465230945]
[null,"Input parameters incomplete","Input parameters incomplete","Input parameters incomplete","Input parameters incomplete",70,6.1765532548103318E-2,1.0360881777162221,{"$error":"#N/A"},2600,{"$error":"#N/A"},0.18507467244113579,0.08,0.936805170451108,30,0.43467361935411808,0.60033776969355401,0,null,null,null,{"$error":"#N/A"},{"$error":"#VALUE!"},{"$error":"#VALUE!"},{"$error":"#N/A"},{"$error":"#VALUE!"},206.54513932393195]
[null,"Input parameters incomplete","Input parameters incomplete","Input parameters incomplete","Input parameters incomplete",70,7.9870403004247512E-2,1.0390626304576249,{"$error":"#N/A"},2600,{"$error":"#N/A"},9.3917135743806529E-2,0.08,0.93319691322570253,30,0.47720439184010249,0.67160389175869295,0,null,null,null,{"$error":"#N/A"},{"$error":"#VALUE!"},{"$error":"#VALUE!"},{"$error":"#N/A"},{"$error":"#VALUE!"},212.27352056703958]
[null,"Input parameters incomplete","Input parameters incomplete","Input parameters incomplete","Input parameters incomplete",70,4.7856132649741798E-2,1.1040956636518431,{"$error":"#N/A"},2600,{"$error":"#N/A"},0.19851083078072962,0.08,0.98150390717652347,30,0.49546585139355265,0.76087930378115765,0,null,null,null,{"$error":"#N/A"},{"$error":"#VALUE!"},{"$error":"#VALUE!"},{"$error":"#N/A"},{"$error":"#VALUE!"},181.99661733665917]
[null,"Input parameters incomplete","Input parameters incomplete","Input parameters incomplete","Input parameters incomplete",70,5.3741672609328377E-2,1.0701775925367363,{"$error":"#N/A"},2600,{"$error":"#N/A"},0.12775574320578081,0.08,0.95668309746213342,30,0.40234047242259552,0.76014236807949687,0,null,null,null,{"$error":"#N/A"},{"$error":"#VALUE!"},{"$error":"#VALUE!"},{"$error":"#N/A"},{"$error":"#VALUE!"},175.85693070102374]
[null,"Input parameters incomplete","Input parameters incomplete","Input parameters incomplete","Input parameters incomplete",70,4.8894850715294362E-2,1.0298417771863131,{"$error":"#N/A"},2600,{"$error":"#N/A"},0.14525110720336737,0.08,0.91620082823126037,30,0.41089917702597162,0.62290427110390567,0,null,null,null,{"$error":"#N/A"},{"$error":"#VALUE!"},{"$error":"#VALUE!"},{"$error":"#N/A"},{"$error":"#VALUE!"},288.15018313062529]
[null,"Input parameters incomplete","Input parameters incomplete","Input parameters incomplete","Input parameters incomplete",70,6.7530473550719547E-2,1.0227682827419118,{"$error":"#N/A"},2600,{"$error":"#N/A"},0.17802140493559004,0.08,0.93136151021179059,30,0.43800221847073545,0.71252695201687688,0,null,null,null,{"$error":"#N/A"},{"$error":"#VALUE!"},{"$error":"#VALUE!"},{"$error":"#N/A"},{"$error":"#VALUE!"},162.63399511876813]
[null,"Input parameters incomplete","Input parameters incomplete","Input parameters incomplete","Input parameters incomplete",70,4.9003762197440098E-2,1.0037869211617929,{"$error":"#N/A"},2600,{"$error":"#N/A"},0.10956473340994581,0.08,0.93754601070452181,30,0.45814562814634563,0.62370397979207459,0,null,null,null,{"$error":"#N/A"},{"$error":"#VALUE!"},{"$error":"#VALUE!"},{"$error":"#N/A"},{"$error":"#VALUE!"},182.5766899734748]
[null,"Input parameters incomplete","Input parameters incomplete","Input parameters incomplete","Input parameters incomplete",70,6.9285924145373989E-2,1.0540429781497158,{"$error":"#N/A"},2600,{"$error":"#N/A"},0.17436482198195213,0.08,0.94531807913562604,30,0.4417111091388089,0.76655833630984205,0,null,null,null,{"$error":"#N/A"},{"$error":"#VALUE!"},{"$error":"#VALUE!"},{"$error":"#N/A"},{"$error":"#VALUE!"},173.68558551596573]
[null,"Input parameters incomplete","Input parameters incomplete","Input parameters incomplete","Input parameters incomplete",70,8.6421205868273482E-2,1.0139234270028807,{"$error":"#N/A"},2600,{"$error":"#N/A"},0.13792000242876412,0.08,0.93769929495771276,30,0.4933090502154891,0.60289852810516309,0,null,null,null,{"$error":"#N/A"},{"$error":"#VALUE!"},{"$error":"#VALUE!"},{"$error":"#N/A"},{"$error":"#VALUE!"},174.31971522637488]
[null,"Input parameters incomplete","Input parameters incomplete","Input parameters incomplete","Input parameters incomplete",70,1.9136038851622628E-2,1.0370727629292333,{"$error":"#N/A"},2600,{"$error":"#N/A"},0.1836295453293878,0.08,0.96596204044770284,30,0.43210800521701176,0.65409672077138059,0,null,null,null,{"$error":"#N/A"},{"$error":"#VALUE!"},{"$error":"#VALUE!"},{"$error":"#N/A"},{"$error":"#VALUE!"},125.19026475150139]
[null,"Input parameters incomplete","Input parameters incomplete","Input parameters incomplete","Input parameters incomplete",70,4.7859500148882211E-2,1.1406635738457254,{"$error":"#N/A"},2600,{"$error":"#N/A"},9.808209895689618E-2,0.08,0.97456410132430327,30,0.41134021495956696,0.62889399112590216,0,null,null,null,{"$error":"#N/A"},{"$error":"#VALUE!"},{"$error":"#VALUE!"},{"$error":"#N/A"},{"$error":"#VALUE!"},216.63569678757193]
[null,"Input parameters incomplete","Input parameters incomplete","Input parameters incomplete","Input parameters incomplete",70,5.7463371716928759E-2,1.1107675862894582,{"$error":"#N/A"},2600,{"$error":"#N/A"},0.1399376694034446,0.08,0.94484494943896924,30,0.47037468066512711,0.75442357534777416,0,null,null,null,{"$error":"#N/A"},{"$error":"#VALUE!"},{"$error":"#VALUE!"},{"$error":"#N/A"},{"$error":"#VALUE!"},244.88011536549081]
[null,"Input parameters incomplete","Input parameters incomplete","Input parameters incomplete","Input parameters incomplete",70,5.4293632309747611E-2,1.0871084155537611,{"$error":"#N/A"},2600,{"$error":"#N/A"},0.10881244053329812,0.08,0.91945627025639454,30,0.41105282439459567,0.62482971917110786,0,null,null,null,{"$error":"#N/A"},{"$error":"#VALUE!"},{"$error":"#VALUE!"},{"$error":"#N/A"},{"$error":"#VALUE!"},258.64748051501789]
[null,"Input parameters incomplete","Input parameters incomplete","Input parameters incomplete","Input parameters incomplete",70,7.0987378446108237E-2,1.0409130123460213,{"$error":"#N/A"},2600,{"$error":"#N/A"},0.14778166456337893,0.08,0.95304217726815799,30,0.46087865578626142,0.6556938658346062,0,null,null,null,{"$error":"#N/A"},{"$error":"#VALUE!"},{"$error":"#VALUE!"},{"$error":"#N/A"},{"$error":"#VALUE!"},247.69039115487197]
[null,"Input parameters incomplete","Input parameters incomplete","Input parameters incomplete","Input parameters incomplete",70,3.6769810051351624E-2,1.0031661424491183,{"$error":"#N/A"},2600,{"$error":"#N/A"},0.18416734528573292,0.08,0.93678224427626888,30,0.44401139586915411,0.6120373740111259,0,null,null,null,{"$error":"#N/A"},{"$error":"#VALUE!"},{"$error":"#VALUE!"},{"$error":"#N/A"},{"$error":"#VALUE!"},227.76751308419023]
[null,"Input parameters incomplete","Input parameters incomplete","Input parameters incomplete","Input parameters incomplete",70,5.7669728240609903E-2,1.064843421300274,{"$error":"#N/A"},2600,{"$error":"#N/A"},0.1294359217838762,0.08,0.94205295298534975,30,0.44815703175063432,0.63447780856540326,0,null,null,null,{"$error":"#N/A"},{"$error":"#VALUE!"},{"$error":"#VALUE!"},{"$error":"#N/A"},{"$error":"#VALUE!"},133.47458912613473]
[null,"Input parameters incomplete","Input parameters incomplete","Input parameters incomplete","Input parameters incomplete",70,7.5268900673299138E-2,1.0536392933208572,{"$error":"#N/A"},2600,{"$error":"#N/A"},0.15354903106372492,0.08,0.94548692162543013,30,0.44151568708387112,0.75666123929701123,0,null,null,null,{"$error":"#N/A"},{"$error":"#VALUE!"},{"$error":"#VALUE!"},{"$error":"#N/A"},{"$error":"#VALUE!"},136.437854695824]
[null,"Input parameters incomplete","Input parameters incomplete","Input parameters incomplete","Input parameters incomplete",70,7.7682700396268983E-2,1.0901948832564343,{"$error":"#N/A"},2600,{"$error":"#N/A"},0.10932249146283787,0.08,0.93167652466462736,30,0.47495425806408464,0.67811219172289594,0,null,null,null,{"$error":"#N/A"},{"$error":"#VALUE!"},{"$error":"#VALUE!"},{"$error":"#N/A"},{"$error":"#VALUE!"},172.79029933915547]
[null,"Input parameters incomplete","Input parameters incomplete","Input parameters incomplete","Input parameters incomplete",70,7.1749985551861961E-2,1.1152799446291475,{"$error":"#N/A"},2600,{"$error":"#N/A"},0.10924562335785173,0.08,0.95979543096565267,30,0.40048062311283034,0.70871178189274875,0,null,null,null,{"$error":"#N/A"},{"$error":"#VALUE!"},{"$error":"#VALUE!"},{"$error":"#N/A"},{"$error":"#VALUE!"},256.34534841110542]
[null,"Input parameters incomplete","Input parameters incomplete","Input parameters incomplete","Input parameters incomplete",70,7.0946485408818052E-2,1.0714109115484483,{"$error":"#N/A"},2600,{"$error":"#N/A"},0.17411019225823976,0.08,0.91402804149287442,30,0.44440486616059122,0.69689794872904021,0,null,null,null,{"$error":"#N/A"},{"$error":"#VALUE!"},{"$error":"#VALUE!"},{"$error":"#N/A"},{"$error":"#VALUE!"},169.83305852753352]
[null,"Input parameters incomplete","Input parameters incomplete","Input parameters incomplete","Input parameters incomplete",70,4.9483424239224916E-2,1.0804445876734727,{"$error":"#N/A"},2600,{"$error":"#N/A"},0.14902764438556565,0.08,0.91415124594089692,30,0.44127672651155286,0.68226596244673032,0,null,null,null,{"$error":"#N/A"},{"$error":"#VALUE!"},{"$error":"#VALUE!"},{"$error":"#N/A"},{"$error":"#VALUE!"},194.94880146258708]
[null,"Input parameters incomplete","Input parameters incomplete","Input parameters incomplete","Input parameters incomplete",70,4.5170439018360424E-2,1.048452705500958,{"$error":"#N/A"},2600,{"$error":"#N/A"},0.1354867674938981,0.08,0.98078737891912704,30,0.44100951233656077,0.78299902019555201,0,null,null,null,{"$error":"#N/A"},{"$error":"#VALUE!"},{"$error":"#VALUE!"},{"$error":"#N/A"},{"$error":"#VALUE!"},236.87841494487739]
[null,"Input parameters incomplete","Input parameters incomplete","Input parameters incomplete","Input parameters incomplete",70,7.2250854689383637E-2,1.074619326285176,{"$error":"#N/A"},2600,{"$error":"#N/A"},0.1578953905125523,0.08,0.94609714059962058,30,0.40352161902639683,0.63997147904722329,0,null,null,null,{"$error":"#N/A"},{"$error":"#VALUE!"},{"$error":"#VALUE!"},{"$error":"#N/A"},{"$error":"#VALUE!"},141.31232392746011]
[null,"Input parameters incomplete","Input parameters incomplete","Input parameters incomplete","Input parameters incomplete",70,4.3730051294926714E-2,1.1091268826159537,{"$error":"#N/A"},2600,{"$error":"#N/A"},0.18935415760707636,0.08,0.94761612960712693,30,0.47093188181342194,0.60139021639333712,0,null,null,null,{"$error":"#N/A"},{"$error":"#VALUE!"},{"$error":"#VALUE!"},{"$error":"#N/A"},{"$error":"#VALUE!"},252.17831423334647]
[null,"Input parameters incomplete","Input parameters incomplete","Input parameters incomplete","Input parameters incomplete",70,6.7788203020582444E-2,1.0564612724075761,{"$error":"#N/A"},2600,{"$error":"#N/A"},0.10867276420180669,0.08,0.95023769288225191,30,0.47562861367236026,0.70952801692287071,0,null,null,null,{"$error":"#N/A"},{"$error":"#VALUE!"},{"$error":"#VALUE!"},{"$error":"#N/A"},{"$error":"#VALUE!"},270.88564655646644]
[null,"Input parameters incomplete","Input parameters incomplete","Input parameters incomplete","Input parameters incomplete",70,5.8509972078457546E-2,1.0430482445621301,{"$error":"#N/A"},2600,{"$error":"#N/A"},0.10954651409863218,0.08,0.96810776427401635,30,0.46735935311873966,0.70922229981872076,0,null,null,null,{"$error":"#N/A"},{"$error":"#VALUE!"},{"$error":"#VALUE!"},{"$error":"#N/A"},{"$error":"#VALUE!"},288.4919394531172]
[null,"Input parameters incomplete","Input parameters incomplete","Input parameters incomplete","Input parameters incomplete",70,3.7049698842702913E-2,1.0399406262698219,{"$error":"#N/A"},2600,{"$error":"#N/A"},0.16852914229760615,0.08,0.92420862575545593,30,0.43831463080502253,0.682368387987074,0,null,null,null,{"$error":"#N/A"},{"$error":"#VALUE!"},{"$error":"#VALUE!"},{"$error":"#N/A"},{"$error":"#VALUE!"},143.28718595724129]
[null,"Input parameters incomplete","Input parameters incomplete","Input parameters incomplete","Input parameters incomplete",70,9.537835658918653E-2,1.1131161513134551,{"$error":"#N/A"},2600,{"$error":"#N/A"},0.19338850388889289,0.08,0.96311750806101959,30,0.42057313975142036,0.67696813061683481,0,null,null,null,{"$error":"#N/A"},{"$error":"#VALUE!"},{"$error":"#VALUE!"},{"$error":"#N/A"},{"$error":"#VALUE!"},157.26696456885492]
[null,"Input parameters incomplete","Input parameters incomplete","Input parameters incomplete","Input parameters incomplete",70,9.4870670999658235E-2,1.0348148830936901,{"$error":"#N/A"},2600,{"$error":"#N/A"},0.16450139947172962,0.08,0.95904808077855797,30,0.49324245228434038,0.67429343996764601,0,null,null,null,{"$error":"#N/A"},{"$error":"#VALUE!"},{"$error":"#VALUE!"},{"$error":"#N/A"},{"$error":"#VALUE!"},189.31938116725024]
[null,"Input parameters incomplete","Input parameters incomplete","Input parameters incomplete","Input parameters incomplete",70,8.5373229758632735E-2,1.0675922116253598,{"$error":"#N/A"},2600,{"$error":"#N/A"},0.14932480198415368,0.08,0.95532627066873055,30,0.4010258867668906,0.62222519109775964,0,null,null,null,{"$error":"#N/A"},{"$error":"#VALUE!"},{"$error":"#VALUE!"},{"$error":"#N/A"},{"$error":"#VALUE!"},250.71067839178136]
[null,"Input parameters incomplete","Input parameters incomplete","Input parameters incomplete","Input parameters incomplete",70,6.6260336099407832E-2,1.0198620813793664,{"$error":"#N/A"},2600,{"$error":"#N/A"},0.13417181928651806,0.08,0.93137690853653643,30,0.47414269440643475,0.7352503363208347,0,null,null,null,{"$error":"#N/A"},{"$error":"#VALUE!"},{"$error":"#VALUE!"},{"$error":"#N/A"},{"$error":"#VALUE!"},269.22029185128224]
[null,"Input parameters incomplete","Input parameters incomplete","Input parameters incomplete","Input parameters incomplete",70,5.4854623626433563E-2,1.1382477373119826,{"$error":"#N/A"},2600,{"$error":"#N/A"},0.1443084111260981,0.08,0.98321054720621259,30,0.45302078049882072,0.79549805124925999,0,null,null,null,{"$error":"#N/A"},{"$error":"#VALUE!"},{"$error":"#VALUE!"},{"$error":"#N/A"},{"$error":"#VALUE!"},135.33200405461082]
[null,"Input parameters incomplete","Input parameters incomplete","Input parameters incomplete","Input parameters incomplete",70,9.4120311293548198E-2,1.1148010809709841,{"$error":"#N/A"},2600,{"$error":"#N/A"},0.18785626762233318,0.08,0.98473466696598155,30,0.42081180274105628,0.656016507690654,0,null,null,null,{"$error":"#N/A"},{"$error":"#VALUE!"},{"$error":"#VALUE!"},{"$error":"#N/A"},{"$error":"#VALUE!"},211.19408733758078]
[null,"Input parameters incomplete","Input parameters incomplete","Input parameters incomplete","Input parameters incomplete",70,6.3048071725280028E-2,1.0569497650459536,{"$error":"#N/A"},2600,{"$error":"#N/A"},0.11534318639806976,0.08,0.9418439595867838,30,0.48541981341546397,0.75897807764025926,0,null,null,null,{"$error":"#N/A"},{"$error":"#VALUE!"},{"$error":"#VALUE!"},{"$error":"#N/A"},{"$error":"#VALUE!"},152.0274767082183]
[null,"Input parameters incomplete","Input parameters incomplete","Input parameters incomplete","Input parameters incomplete",70,7.4626611548500366E-2,1.0184824598130902,{"$error":"#N/A"},2600,{"$error":"#N/A"},0.10573827419256532,0.08,0.94592512790348038,30,0.49132844635796524,0.67846157231676851,0,null,null,null,{"$error":"#N/A"},{"$error":"#VALUE!"},{"$error":"#VALUE!"},{"$error":"#N/A"},{"$error":"#VALUE!"},122.15123014493237]
[null,"Input parameters incomplete","Input parameters incomplete","Input parameters incomplete","Input parameters incomplete",70,6.1997743482490292E-2,1.0172486997458998,{"$error":"#N/A"},2600,{"$error":"#N/A"},0.11251369672882555,0.08,0.98405628835907411,30,0.46675954133607145,0.62509702257272415,0,null,null,null,{"$error":"#N/A"},{"$error":"#VALUE!"},{"$error":"#VALUE!"},{"$error":"#N/A"},{"$error":"#VALUE!"},265.79960439715046]
[null,"Input parameters incomplete","Input parameters incomplete","Input parameters incomplete","Input parameters incomplete",70,4.9738426703652104E-2,1.0590543268167096,{"$error":"#N/A"},2600,{"$error":"#N/A"},0.10614174325068265,0.08,0.96117790054252084,30,0.41484025912268158,0.74820490376297177,0,null,null,null,{"$error":"#N/A"},{"$error":"#VALUE!"},{"$error":"#VALUE!"},{"$error":"#N/A"},{"$error":"#VALUE!"},195.60113830118203]
[null,"Input parameters incomplete","Input parameters incomplete","Input parameters incomplete","Input parameters incomplete",70,6.8513757773916759E-2,1.1022783576998672,{"$error":"#N/A"},2600,{"$error":"#N/A"},0.18504614694332056,0.08,0.93745789869375318,30,0.47949739232376665,0.68442365946249439,0,null,null,null,{"$error":"#N/A"},{"$error":"#VALUE!"},{"$error":"#VALUE!"},{"$error":"#N/A"},{"$error":"#VALUE!"},138.84689774262498]
[null,"Input parameters incomplete","Input parameters incomplete","Input parameters incomplete","Input parameters incomplete",70,5.4897451402724042E-2,1.0457330801834379,{"$error":"#N/A"},2600,{"$error":"#N/A"},0.15930748260758715,0.08,0.97185394795048774,30,0.47312239218484492,0.68693671889983821,0,null,null,null,{"$error":"#N/A"},{"$error":"#VALUE!"},{"$error":"#VALUE!"},{"$error":"#N/A"},{"$error":"#VALUE!"},269.88673745420482]
[null,"Input parameters incomplete","Input parameters incomplete","Input parameters incomplete","Input parameters incomplete",70,5.4219766685039951E-2,1.0759289067949223,{"$error":"#N/A"},2600,{"$error":"#N/A"},0.18513715819675358,0.08,0.95380441497459145,30,0.47831966370001644,0.60989050373791021,0,null,null,null,{"$error":"#N/A"},{"$error":"#VALUE!"},{"$error":"#VALUE!"},{"$error":"#N/A"},{"$error":"#VALUE!"},130.74268939904101]
[null,"Input parameters incomplete","Input parameters incomplete","Input parameters incomplete","Input parameters incomplete",70,8.9605272646330419E-2,1.0157828811531102,{"$error":"#N/A"},2600,{"$error":"#N/A"},0.13909497346237004,0.08,0.95781321307907308,30,0.44196852723203722,0.69735949667723096,0,null,null,null,{"$error":"#N/A"},{"$error":"#VALUE!"},{"$error":"#VALUE!"},{"$error":"#N/A"},{"$error":"#VALUE!"},282.37025462841632]
[null,"Input parameters incomplete","Input parameters incomplete","Input parameters incomplete","Input parameters incomplete",70,5.1395314535349831E-2,1.0465586425912758,{"$error":"#N/A"},2600,{"$error":"#N/A"},0.15304230891050741,0.08,0.97088212231643833,30,0.40991429957411279,0.71940278535421665,0,null,null,null,{"$error":"#N/A"},{"$error":"#VALUE!"},{"$error":"#VALUE!"},{"$error":"#N/A"},{"$error":"#VALUE!"},297.61177635566173]
[null,"Input parameters incomplete","Input parameters incomplete","Input parameters incomplete","Input parameters incomplete",70,7.0278631718657253E-2,1.0678733671915384,{"$error":"#N/A"},2600,{"$error":"#N/A"},8.0498610882801039E-2,0.08,0.91006305373973828,30,0.43544955751366321,0.70517630337649995,0,null,null,null,{"$error":"#N/A"},{"$error":"#VALUE!"},{"$error":"#VALUE!"},{"$error":"#N/A"},{"$error":"#VALUE!"},108.88219795879988]
[null,"Input parameters incomplete","Input parameters incomplete","Input parameters incomplete","Input parameters incomplete",70,7.9285237376583134E-2,1.1229991620058006,{"$error":"#N/A"},2600,{"$error":"#N/A"},9.5267158002452293E-2,0.08,0.94373078942468036,30,0.47613649106356959,0.73164790980696526,0,null,null,null,{"$error":"#N/A"},{"$error":"#VALUE!"},{"$error":"#VALUE!"},{"$error":"#N/A"},{"$error":"#VALUE!"},270.45044367810544]
[null,"Input parameters incomplete","Input parameters incomplete","Input parameters incomplete","Input parameters incomplete",70,7.0045285194464263E-2,1.0526181543462882,{"$error":"#N/A"},2600,{"$error":"#N/A"},0.14405178766617496,0.08,0.92196487152585893,30,0.42528769958883239,0.68283050664021561,0,null,null,null,{"$error":"#N/A"},{"$error":"#VALUE!"},{"$error":"#VALUE!"},{"$error":"#N/A"},{"$error":"#VALUE!"},260.06655714783722]
[null,"Input parameters incomplete","Input parameters incomplete","Input parameters incomplete","Input parameters incomplete",70,3.7641146221152E-2,1.0606575411332235,{"$error":"#N/A"},2600,{"$error":"#N/A"},0.16579769915751663,0.08,0.94975897203605719,30,0.442470630571354,0.72996109297412026,0,null,null,null,{"$error":"#N/A"},{"$error":"#VALUE!"},{"$error":"#VALUE!"},{"$error":"#N/A"},{"$error":"#VALUE!"},188.60363274523843]
[null,"Input parameters incomplete","Input parameters incomplete","Input parameters incomplete","Input parameters incomplete",70,2.2551397940638269E-2,1.0274016447434762,{"$error":"#N/A"},2600,{"$error":"#N/A"},8.3888005459590936E-2,0.08,0.95944161473300338,30,0.45945172196942241,0.78518930638985285,0,null,null,null,{"$error":"#N/A"},{"$error":"#VALUE!"},{"$error":"#VALUE!"},{"$error":"#N/A"},{"$error":"#VALUE!"},189.22763254901668]
[null,"Input parameters incomplete","Input parameters incomplete","Input parameters incomplete","Input parameters incomplete",70,6.0694925649093366E-2,1.0722067250576344,{"$error":"#N/A"},2600,{"$error":"#N/A"},0.17606679565528266,0.08,0.94645179203063134,30,0.43725312446449444,0.6244944351617332,0,null,null,null,{"$error":"#N/A"},{"$error":"#VALUE!"},{"$error":"#VALUE!"},{"$error":"#N/A"},{"$error":"#VALUE!"},130.48897876739829]
[null,"Input parameters incomplete","Input parameters incomplete","Input parameters incomplete","Input parameters incomplete",70,6.1448203328995969E-2,1.0981961209493318,{"$error":"#N/A"},2600,{"$error":"#N/A"},0.18187766642635372,0.08,0.94894922264231685,30,0.42098629054154652,0.73107890258411901,0,null,null,null,{"$error":"#N/A"},{"$error":"#VALUE!"},{"$error":"#VALUE!"},{"$error":"#N/A"},{"$error":"#VALUE!"},169.10172213978609]
[null,"Input parameters incomplete","Input parameters incomplete","Input parameters incomplete","Input parameters incomplete",70,6.8662712452181279E-2,1.0028040875404169,{"$error":"#N/A"},2600,{"$error":"#N/A"},0.15542085403393824,0.08,0.95466047620520622,30,0.40001862492237306,0.77790472184184378,0,null,null,null,{"$error":"#N/A"},{"$error":"#VALUE!"},{"$error":"#VALUE!"},{"$error":"#N/A"},{"$error":"#VALUE!"},126.62753244854785]
[null,"Input parameters incomplete","Input parameters incomplete","Input parameters incomplete","Input parameters incomplete",70,6.3112033266083292E-2,1.1223431516906686,{"$error":"#N/A"},2600,{"$error":"#N/A"},0.10000201856158161,0.08,0.93528134071852387,30,0.44112732663986454,0.73847180647032662,0,null,null,null,{"$error":"#N/A"},{"$error":"#VALUE!"},{"$error":"#VALUE!"},{"$error":"#N/A"},{"$error":"#VALUE!"},196.67363814880758]
[null,"Input parameters incomplete","Input parameters incomplete","Input parameters incomplete","Input parameters incomplete",70,6.922089964880157E-2,1.1205065771022817,{"$error":"#N/A"},2600,{"$error":"#N/A"},0.16326996147961598,0.08,0.92668992588336108,30,0.43172524443283372,0.65316033056994505,0,null,null,null,{"$error":"#N/A"},{"$error":"#VALUE!"},{"$error":"#VALUE!"},{"$error":"#N/A"},{"$error":"#VALUE!"},158.31199474839732]
[null,"Input parameters incomplete","Input parameters incomplete","Input parameters incomplete","Input parameters incomplete",70,7.4226677742353891E-2,1.0950450960868059,{"$error":"#N/A"},2600,{"$error":"#N/A"},0.17467251714297102,0.08,0.94339029381744499,30,0.40984733511419624,0.63248333814365354,0,null,null,null,{"$error":"#N/A"},{"$error":"#VALUE!"},{"$error":"#VALUE!"},{"$error":"#N/A"},{"$error":"#VALUE!"},198.00524755401261]
[null,"Input parameters incomplete","Input parameters incomplete","Input parameters incomplete","Input parameters incomplete",70,9.0910010762986687E-2,1.0634600022828153,{"$error":"#N/A"},2600,{"$error":"#N/A"},8.3489381329723014E-2,0.08,0.92785615206694483,30,0.43793523833783066,0.73014702751613914,0,null,null,null,{"$error":"#N/A"},{"$error":"#VALUE!"},{"$error":"#VALUE!"},{"$error":"#N/A"},{"$error":"#VALUE!"},268.17889046583127]
[null,"Input parameters incomplete","Input parameters incomplete","Input parameters incomplete","Input parameters incomplete",70,2.8864356194144829E-2,1.0137200234219177,{"$error":"#N/A"},2600,{"$error":"#N/A"},0.16700671733882227,0.08,0.94811884973477456,30,0.40896606851352624,0.6669988091039375,0,null,null,null,{"$error":"#N/A"},{"$error":"#VALUE!"},{"$error":"#VALUE!"},{"$error":"#N/A"},{"$error":"#VALUE!"},278.1845234616564]
[null,"Input parameters incomplete","Input parameters incomplete","Input parameters incomplete","Input parameters incomplete",70,6.3620446594047114E-2,1.1207839025555093,{"$error":"#N/A"},2600,{"$error":"#N/A"},0.19161176831588325,0.08,0.95756517526618379,30,0.45017768255227963,0.74863218849265145,0,null,null,null,{"$error":"#N/A"},{"$error":"#VALUE!"},{"$error":"#VALUE!"},{"$error":"#N/A"},{"$error":"#VALUE!"},216.01421700175919]
[null,"Input parameters incomplete","Input parameters incomplete","Input parameters incomplete","Input parameters incomplete",70,8.1633617327897673E-2,1.0434231314878408,{"$error":"#N/A"},2600,{"$error":"#N/A"},0.14364672571907811,0.08,0.93900058449051305,30,0.46581936839272187,0.76517596527038612,0,null,null,null,{"$error":"#N/A"},{"$error":"#VALUE!"},{"$error":"#VALUE!"},{"$error":"#N/A"},{"$error":"#VALUE!"},266.99073120576338]
[null,"Input parameters incomplete","Input parameters incomplete","Input parameters incomplete","Input parameters incomplete",70,6.0639847245900422E-2,0.99697298780584775,{"$error":"#N/A"},2600,{"$error":"#N/A"},0.13043853737585032,0.08,0.95723486242972089,30,0.47216630410473759,0.68780432606746766,0,null,null,null,{"$error":"#N/A"},{"$error":"#VALUE!"},{"$error":"#VALUE!"},{"$error":"#N/A"},{"$error":"#VALUE!"},221.5855599135831]
[null,"Input parameters incomplete","Input parameters incomplete","Input parameters incomplete","Input parameters incomplete",70,9.2363909843280328E-2,1.0058174253000285,{"$error":"#N/A"},2600,{"$error":"#N/A"},8.1333721836740813E-2,0.08,0.92960003823628645,30,0.4745353847594464,0.76483022664682232,0,null,null,null,{"$error":"#N/A"},{"$error":"#VALUE!"},{"$error":"#VALUE!"},{"$error":"#N/A"},{"$error":"#VALUE!"},135.52162604684187]
[null,"Input parameters incomplete","Input parameters incomplete","Input parameters incomplete","Input parameters incomplete",70,9.9788128257423087E-2,1.133601481932468,{"$error":"#N/A"},2600,{"$error":"#N/A"},0.11912527800139652,0.08,0.92862894845026045,30,0.46249519590437616,0.67697005393471077,0,null,null,null,{"$error":"#N/A"},{"$error":"#VALUE!"},{"$error":"#VALUE!"},{"$error":"#N/A"},{"$error":"#VALUE!"},162.06217644831452]
[null,"Input parameters incomplete","Input parameters incomplete","Input parameters incomplete","Input parameters incomplete",70,3.5070804308469004E-2,1.0973035690910518,{"$error":"#N/A"},2600,{"$error":"#N/A"},0.14767701754894325,0.08,0.9383262681612089,30,0.42873643364547487,0.79619533759127026,0,null,null,null,{"$error":"#N/A"},{"$error":"#VALUE!"},{"$error":"#VALUE!"},{"$error":"#N/A"},{"$error":"#VALUE!"},186.68859156707862]
[null,"Input parameters incomplete","Input parameters incomplete","Input parameters incomplete","Input parameters incomplete",70,6.9201356207373332E-2,1.094617183651629,{"$error":"#N/A"},2600,{"$error":"#N/A"},0.16645687124763753,0.08,0.9257601673103385,30,0.4745042502502948,0.69001394557029139,0,null,null,null,{"$error":"#N/A"},{"$error":"#VALUE!"},{"$error":"#VALUE!"},{"$error":"#N/A"},{"$error":"#VALUE!"},282.05920016635838]
[null,"Input parameters incomplete","Input parameters incomplete","Input parameters incomplete","Input parameters incomplete",70,8.9830939618760847E-2,1.0781611445371608,{"$error":"#N/A"},2600,{"$error":"#N/A"},0.18625685703883277,0.08,0.96729571599977138,30,0.46790889576269007,0.79603078152356566,0,null,null,null,{"$error":"#N/A"},{"$error":"#VALUE!"},{"$error":"#VALUE!"},{"$error":"#N/A"},{"$error":"#VALUE!"},114.13623591311557]
[null,"Input parameters incomplete","Input parameters incomplete","Input parameters incomplete","Input parameters incomplete",70,6.0402521089497903E-2,1.1178124137525758,{"$error":"#N/A"},2600,{"$error":"#N/A"},0.17980395045717262,0.08,0.97633414878662339,30,0.47042538845981985,0.65031245259435766,0,null,null,null,{"$error":"#N/A"},{"$error":"#VALUE!"},{"$error":"#VALUE!"},{"$error":"#N/A"},{"$error":"#VALUE!"},180.55546986369063]
[null,"Input parameters incomplete","Input parameters incomplete","Input parameters incomplete","Input parameters incomplete",70,4.3508875734784305E-2,1.0477308080878633,{"$error":"#N/A"},2600,{"$error":"#N/A"},9.586263044758038E-2,0.08,0.98168857617673311,30,0.41479777043128807,0.64431329410717586,0,null,null,null,{"$error":"#N/A"},{"$error":"#VALUE!"},{"$error":"#VALUE!"},{"$error":"#N/A"},{"$error":"#VALUE!"},236.89214919339517]
[null,"Input parameters incomplete","Input parameters incomplete","Input parameters incomplete","Input parameters incomplete",70,5.9617488859511028E-2,0.98348075903938081,{"$error":"#N/A"},2600,{"$error":"#N/A"},0.19412777571452805,0.08,0.95454622118300025,30,0.47201881298857445,0.60460350538354823,0,null,null,null,{"$error":"#N/A"},{"$error":"#VALUE!"},{"$error":"#VALUE!"},{"$error":"#N/A"},{"$error":"#VALUE!"},199.1187471393898]
[null,"Input parameters incomplete","Input parameters incomplete","Input parameters incomplete","Input parameters incomplete",70,3.0307411287678054E-2,1.1328828311956485,{"$error":"#N/A"},2600,{"$error":"#N/A"},8.1627951544519489E-2,0.08,0.98404264842155043,30,0.47497113633038923,0.70345977906000878,0,null,null,null,{"$error":"#N/A"},{"$error":"#VALUE!"},{"$error":"#VALUE!"},{"$error":"#N/A"},{"$error":"#VALUE!"},159.43740897308496]
[null,"Input parameters incomplete","Input parameters incomplete","Input parameters incomplete","Input parameters incomplete",70,8.1622763689735173E-2,1.0610799943925406,{"$error":"#N/A"},2600,{"$error":"#N/A"},0.15309147903870229,0.08,0.94208467168243548,30,0.43300887390224896,0.60757387003570362,0,null,null,null,{"$error":"#N/A"},{"$error":"#VALUE!"},{"$error":"#VALUE!"},{"$error":"#N/A"},{"$error":"#VALUE!"},167.11618631518854]
[null,"Input parameters incomplete","Input parameters incomplete","Input parameters incomplete","Input parameters incomplete",70,7.6549431583423672E-2,1.0444514180618913,{"$error":"#N/A"},2600,{"$error":"#N/A"},0.11826256231593779,0.08,0.98872891542917907,30,0.47713950369542274,0.61264131492240559,0,null,null,null,{"$error":"#N/A"},{"$error":"#VALUE!"},{"$error":"#VALUE!"},{"$error":"#N/A"},{"$error":"#VALUE!"},243.45583477856118]
[null,"Input parameters incomplete","Input parameters incomplete","Input parameters incomplete","Input parameters incomplete",70,2.8330491040428056E-2,1.0090989616915174,{"$error":"#N/A"},2600,{"$error":"#N/A"},0.19826861946995622,0.08,0.953764002985799,30,0.4066004678086938,0.72780434358195767,0,null,null,null,{"$error":"#N/A"},{"$error":"#VALUE!"},{"$error":"#VALUE!"},{"$error":"#N/A"},{"$error":"#VALUE!"},111.60315275481571]
[null,"Input parameters incomplete","Input parameters incomplete","Input parameters incomplete","Input parameters incomplete",70,7.3866727935328766E-2,1.0057652707028439,{"$error":"#N/A"},2600,{"$error":"#N/A"},0.16521226142765685,0.08,0.94846581167813193,30,0.43017861488029457,0.66617354528765604,0,null,null,null,{"$error":"#N/A"},{"$error":"#VALUE!"},{"$error":"#VALUE!"},{"$error":"#N/A"},{"$error":"#VALUE!"},206.9632184927749]
[null,"Input parameters incomplete","Input parameters incomplete","Input parameters incomplete","Input parameters incomplete",70,4.0207462055076179E-2,1.0845758390409395,{"$error":"#N/A"},2600,{"$error":"#N/A"},0.14834751980638866,0.08,0.93083195449567058,30,0.43148625317820799,0.61809376827852092,0,null,null,null,{"$error":"#N/A"},{"$error":"#VALUE!"},{"$error":"#VALUE!"},{"$error":"#N/A"},{"$error":"#VALUE!"},274.68955891781934]
[null,"Input parameters incomplete","Input parameters incomplete","Input parameters incomplete","Input parameters incomplete",70,6.4955971974544113E-2,1.1245331745576272,{"$error":"#N/A"},2600,{"$error":"#N/A"},0.17993524714071413,0.08,0.97552315517935551,30,0.43199758332664195,0.71355510199122185,0,null,null,null,{"$error":"#N/A"},{"$error":"#VALUE!"},{"$error":"#VALUE!"},{"$error":"#N/A"},{"$error":"#VALUE!"},152.28050850250497]
[null,"Input parameters incomplete","Input parameters incomplete","Input parameters incomplete","Input parameters incomplete",70,8.843007054671273E-2,1.0069935231401781,{"$error":"#N/A"},2600,{"$error":"#N/A"},0.14093183499185014,0.08,0.93687439664294669,30,0.47249632761200094,0.71438269377352193,0,null,null,null,{"$error":"#N/A"},{"$error":"#VALUE!"},{"$error":"#VALUE!"},{"$error":"#N/A"},{"$error":"#VALUE!"},127.90276335409615]
[null,"Input parameters incomplete","Input parameters incomplete","Input parameters incomplete","Input parameters incomplete",70,7.3481592112639313E-2,1.0381687190156714,{"$error":"#N/A"},2600,{"$error":"#N/A"},9.9219583579305673E-2,0.08,0.93672230094222209,30,0.44468521061477151,0.62065813147688909,0,null,null,null,{"$error":"#N/A"},{"$error":"#VALUE!"},{"$error":"#VALUE!"},{"$error":"#N/A"},{"$error":"#VALUE!"},109.72855430728337]
[null,"Input parameters incomplete","Input parameters incomplete","Input parameters incomplete","Input parameters incomplete",70,4.4448667844257911E-2,1.0966039941897827,{"$error":"#N/A"},2600,{"$error":"#N/A"},0.1806376647001251,0.08,0.92616221393268794,30,0.49777088336417574,0.79530282409008479,0,null,null,null,{"$error":"#N/A"},{"$error":"#VALUE!"},{"$error":"#VALUE!"},{"$error":"#N/A"},{"$error":"#VALUE!"},126.31187264972901]
[null,"Input parameters incomplete","Input parameters incomplete","Input parameters incomplete","Input parameters incomplete",70,2.2973270138397679E-2,1.0851489713241402,{"$error":"#N/A"},2600,{"$error":"#N/A"},8.9548902813611608E-2,0.08,0.95888111142152554,30,0.43370325519781194,0.65680880695612565,0,null,null,null,{"$error":"#N/A"},{"$error":"#VALUE!"},{"$error":"#VALUE!"},{"$error":"#N/A"},{"$error":"#VALUE!"},176.67667806880962]
[null,"Input parameters incomplete","Input parameters incomplete","Input parameters incomplete","Input parameters incomplete",70,2.8727527165012687E-2,1.0979747975823297,{"$error":"#N/A"},2600,{"$error":"#N/A"},0.12674804831864889,0.08,0.9135939008507119,30,0.44274574415953871,0.63165367395092986,0,null,null,null,{"$error":"#N/A"},{"$error":"#VALUE!"},{"$error":"#VALUE!"},{"$error":"#N/A"},{"$error":"#VALUE!"},128.82970048727924]
[null,"Input parameters incomplete","Input parameters incomplete","Input parameters incomplete","Input parameters incomplete",70,1.6422914157499732E-3,1.1449952581624705,{"$error":"#N/A"},2600,{"$error":"#N/A"},0.11167963300386979,0.08,0.97743297645766347,30,0.43906536464560408,0.70955746550567556,0,null,null,null,{"$error":"#N/A"},{"$error":"#VALUE!"},{"$error":"#VALUE!"},{"$error":"#N/A"},{"$error":"#VALUE!"},282.82490944070059]
[null,"Input parameters incomplete","Input parameters incomplete","Input parameters incomplete","Input parameters incomplete",70,9.5261139532820907E-2,1.0230111461907636,{"$error":"#N/A"},2600,{"$error":"#N/A"},8.2830876873454598E-2,0.08,0.95245205625340246,30,0.48846758998351336,0.67243621711927049,0,null,null,null,{"$error":"#N/A"},{"$error":"#VALUE!"},{"$error":"#VALUE!"},{"$error":"#N/A"},{"$error":"#VALUE!"},272.88837954505635]
[null,"Input parameters incomplete","Input parameters incomplete","Input parameters incomplete","Input parameters incomplete",70,6.2351233769060363E-2,1.1250183864922529,{"$error":"#N/A"},2600,{"$error":"#N/A"},0.14852368888989065,0.08,0.9276226301076449,30,0.40711680352867519,0.79099103251407976,0,null,null,null,{"$error":"#N/A"},{"$error":"#VALUE!"},{"$error":"#VALUE!"},{"$error":"#N/A"},{"$error":"#VALUE!"},142.5121823538274]
[null,"Input parameters incomplete","Input parameters incomplete","Input parameters incomplete","Input parameters incomplete",70,8.4461945156822843E-2,1.0237655792332399,{"$error":"#N/A"},2600,{"$error":"#N/A"},0.18349165416614288,0.08,0.95394740312911208,30,0.43786218344520988,0.67691308845817089,0,null,null,null,{"$error":"#N/A"},{"$error":"#VALUE!"},{"$error":"#VALUE!"},{"$error":"#N/A"},{"$error":"#VALUE!"},162.12327146583621]
[null,"Input parameters incomplete","Input parameters incomplete","Input parameters incomplete","Input parameters incomplete",70,5.8261481378501824E-2,1.0380869444701124,{"$error":"#N/A"},2600,{"$error":"#N/A"},0.1321587589109347,0.08,0.97011989724175263,30,0.40827387983066588,0.61689033208990252,0,null,null,null,{"$error":"#N/A"},{"$error":"#VALUE!"},{"$error":"#VALUE!"},{"$error":"#N/A"},{"$error":"#VALUE!"},233.04918556373514]
[null,"Input parameters incomplete","Input parameters incomplete","Input parameters incomplete","Input parameters incomplete",70,6.5065593497003527E-2,1.0605709421980227,{"$error":"#N/A"},2600,{"$error":"#N/A"},0.10167280943642994,0.08,0.96456059312348741,30,0.47950512936735779,0.7082357447962836,0,null,null,null,{"$error":"#N/A"},{"$error":"#VALUE!"},{"$error":"#VALUE!"},{"$error":"#N/A"},{"$error":"#VALUE!"},125.89714185298953]
[null,"Input parameters incomplete","Input parameters incomplete","Input parameters incomplete","Input parameters incomplete",70,8.4099849351851191E-2,1.0711210799855979,{"$error":"#N/A"},2600,{"$error":"#N/A"},0.11165756787138646,0.08,0.95876135057327239,30,0.4532891558411179,0.73184068819582637,0,null,null,null,{"$error":"#N/A"},{"$error":"#VALUE!"},{"$error":"#VALUE!"},{"$error":"#N/A"},{"$error":"#VALUE!"},142.91724555674264]
[null,"Input parameters incomplete","Input parameters incomplete","Input parameters incomplete","Input parameters incomplete",70,3.4610220518428728E-2,1.0475219630060937,{"$error":"#N/A"},2600,{"$error":"#N/A"},0.11616306493049328,0.08,0.93058570256853346,30,0.4777976227505914,0.63323993931808786,0,null,null,null,{"$error":"#N/A"},{"$error":"#VALUE!"},{"$error":"#VALUE!"},{"$error":"#N/A"},{"$error":"#VALUE!"},209.191008658058]
[null,"Input parameters incomplete","Input parameters incomplete","Input parameters incomplete","Input parameters incomplete",70,2.7071941653329649E-2,1.0811270536432873,{"$error":"#N/A"},2600,{"$error":"#N/A"},0.11964159500257321,0.08,0.95726119081796024,30,0.43806828177105434,0.69339988649167694,0,null,null,null,{"$error":"#N/A"},{"$error":"#VALUE!"},{"$error":"#VALUE!"},{"$error":"#N/A"},{"$error":"#VALUE!"},126.34352401957641]
[null,"Input parameters incomplete","Input parameters incomplete","Input parameters incomplete","Input parameters incomplete",70,2.7203798936807168E-2,1.1162692789895352,{"$error":"#N/A"},2600,{"$error":"#N/A"},0.17423514105801824,0.08,0.93188033838709761,30,0.44521538307945008,0.70870518203518595,0,null,null,null,{"$error":"#N/A"},{"$error":"#VALUE!"},{"$error":"#VALUE!"},{"$error":"#N/A"},{"$error":"#VALUE!"},282.05334666054029]
[null,"Input parameters incomplete","Input parameters incomplete","Input parameters incomplete","Input parameters incomplete",70,6.2970837601573598E-2,1.0384345515741775,{"$error":"#N/A"},2600,{"$error":"#N/A"},0.16657183406246695,0.08,0.96317480535085587,30,0.45927279792901249,0.72723493618820201,0,null,null,null,{"$error":"#N/A"},{"$error":"#VALUE!"},{"$error":"#VALUE!"},{"$error":"#N/A"},{"$error":"#VALUE!"},132.77890708078098]
[null,"Input parameters incomplete","Input parameters incomplete","Input parameters incomplete","Input parameters incomplete",70,4.6846545953320898E-2,1.1531457073879108,{"$error":"#N/A"},2600,{"$error":"#N/A"},8.2717529629103351E-2,0.08,0.92284971808174832,30,0.40297610393263611,0.79291310267953419,0,null,null,null,{"$error":"#N/A"},{"$error":"#VALUE!"},{"$error":"#VALUE!"},{"$error":"#N/A"},{"$error":"#VALUE!"},122.0475641463035]
[null,"Input parameters incomplete","Input parameters incomplete","Input parameters incomplete","Input parameters incomplete",70,7.0084282294859565E-2,1.0456340343736379,{"$error":"#N/A"},2600,{"$error":"#N/A"},0.15065403391078935,0.08,0.93872635184388309,30,0.42427837192485046,0.68335311725880554,0,null,null,null,{"$error":"#N/A"},{"$error":"#VALUE!"},{"$error":"#VALUE!"},{"$error":"#N/A"},{"$error":"#VALUE!"},276.3421293984494]
[null,"Input parameters incomplete","Input parameters incomplete","Input parameters incomplete","Input parameters incomplete",70,9.5253351973724559E-2,1.1561688335807896,{"$error":"#N/A"},2600,{"$error":"#N/A"},0.18021278514465694,0.08,0.92918727869554574,30,0.46892301957299237,0.79019306230663522,0,null,null,null,{"$error":"#N/A"},{"$error":"#VALUE!"},{"$error":"#VALUE!"},{"$error":"#N/A"},{"$error":"#VALUE!"},157.57615900558713]
[null,"Input parameters incomplete","Input parameters incomplete","Input parameters incomplete","Input parameters incomplete",70,5.3414666449946732E-2,1.0372972498163713,{"$error":"#N/A"},2600,{"$error":"#N/A"},0.17962953436538998,0.08,0.95996029287955953,30,0.45047433860335728,0.61115578294587847,0,null,null,null,{"$error":"#N/A"},{"$error":"#VALUE!"},{"$error":"#VALUE!"},{"$error":"#N/A"},{"$error":"#VALUE!"},279.5106600894141]
[null,"Input parameters incomplete","Input parameters incomplete","Input parameters incomplete","Input parameters incomplete",70,8.8857264860573909E-2,1.0284620411559815,{"$error":"#N/A"},2600,{"$error":"#N/A"},0.16042890623892397,0.08,0.97605797353355994,30,0.4656219375533317,0.68350639345811148,0,null,null,null,{"$error":"#N/A"},{"$error":"#VALUE!"},{"$error":"#VALUE!"},{"$error":"#N/A"},{"$error":"#VALUE!"},268.27659753930834]
[null,"Input parameters incomplete","Input parameters incomplete","Input parameters incomplete","Input parameters incomplete",70,4.8933791964834709E-2,1.0594017783872411,{"$error":"#N/A"},2600,{"$error":"#N/A"},0.12870558933368598,0.08,0.97581596363465417,30,0.46521135220874621,0.63687733938281843,0,null,null,null,{"$error":"#N/A"},{"$error":"#VALUE!"},{"$error":"#VALUE!"},{"$error":"#N/A"},{"$error":"#VALUE!"},266.78867084407148]
[null,"Input parameters incomplete","Input parameters incomplete","Input parameters incomplete","Input parameters incomplete",70,3.4070475318961624E-2,1.0120163049553399,{"$error":"#N/A"},2600,{"$error":"#N/A"},0.16845124062204669,0.08,0.93648390168928453,30,0.42172326330215648,0.72689672038709296,0,null,null,null,{"$error":"#N/A"},{"$error":"#VALUE!"},{"$error":"#VALUE!"},{"$error":"#N/A"},{"$error":"#VALUE!"},201.52096365804783]
[null,"Input parameters incomplete","Input parameters incomplete","Input parameters incomplete","Input parameters incomplete",70,7.9154155822749123E-2,1.1117807513723266,{"$error":"#N/A"},2600,{"$error":"#N/A"},0.17924327519417005,0.08,0.97184364297248582,30,0.48701732988407531,0.60378498005123316,0,null,null,null,{"$error":"#N/A"},{"$error":"#VALUE!"},{"$error":"#VALUE!"},{"$error":"#N/A"},{"$error":"#VALUE!"},136.40491422504209]
[null,"Input parameters incomplete","Input parameters incomplete","Input parameters incomplete","Input parameters incomplete",70,5.3259750370581747E-2,1.0234280263276572,{"$error":"#N/A"},2600,{"$error":"#N/A"},0.1478599963799101,0.08,0.95664109891443139,30,0.44725712714257049,0.62689619254239171,0,null,null,null,{"$error":"#N/A"},{"$error":"#VALUE!"},{"$error":"#VALUE!"},{"$error":"#N/A"},{"$error":"#VALUE!"},186.65927007572074]
[null,"Input parameters incomplete","Input parameters incomplete","Input parameters incomplete","Input parameters incomplete",70,7.8551682281923732E-2,1.1254390765906526,{"$error":"#N/A"},2600,{"$error":"#N/A"},0.19572241563227716,0.08,0.99297576982150859,30,0.48187766849448121,0.60407518688756956,0,null,null,null,{"$error":"#N/A"},{"$error":"#VALUE!"},{"$error":"#VALUE!"},{"$error":"#N/A"},{"$error":"#VALUE!"},234.98183996617092]
[null,"Input parameters incomplete","Input parameters incomplete","Input parameters incomplete","Input parameters incomplete",70,8.1843575495661527E-2,1.0558759373008397,{"$error":"#N/A"},2600,{"$error":"#N/A"},0.17106732917598527,0.08,0.97353464206655937,30,0.44218885463084934,0.73219256252475595,0,null,null,null,{"$error":"#N/A"},{"$error":"#VALUE!"},{"$error":"#VALUE!"},{"$error":"#N/A"},{"$error":"#VALUE!"},173.37521956083387]
[null,"Input parameters incomplete","Input parameters incomplete","Input parameters incomplete","Input parameters incomplete",70,9.6623220344452865E-2,1.0887102901725034,{"$error":"#N/A"},2600,{"$error":"#N/A"},9.9016370018677163E-2,0.08,0.94619660738596323,30,0.44676756986808241,0.61169986412113175,0,null,null,null,{"$error":"#N/A"},{"$error":"#VALUE!"},{"$error":"#VALUE!"},{"$error":"#N/A"},{"$error":"#VALUE!"},167.83781289596084]
[null,"Input parameters incomplete","Input parameters incomplete","Input parameters incomplete","Input parameters incomplete",70,7.6101626041355341E-2,1.1446463601999937,{"$error":"#N/A"},2600,{"$error":"#N/A"},0.16772890429267856,0.08,0.97175051146856073,30,0.43326700892752895,0.65359843043561605,0,null,null,null,{"$error":"#N/A"},{"$error":"#VALUE!"},{"$error":"#VALUE!"},{"$error":"#N/A"},{"$error":"#VALUE!"},185.16620003978829]
[null,"Input parameters incomplete","Input parameters incomplete","Input parameters incomplete","Input parameters incomplete",70,6.4793668599036736E-2,1.058203270350655,{"$error":"#N/A"},2600,{"$error":"#N/A"},0.10766191734334195,0.08,0.92848965247719928,30,0.40267863323436809,0.78668237516527739,0,null,null,null,{"$error":"#N/A"},{"$error":"#VALUE!"},{"$error":"#VALUE!"},{"$error":"#N/A"},{"$error":"#VALUE!"},113.91249699692823]
[null,"Input parameters incomplete","Input parameters incomplete","Input parameters incomplete","Input parameters incomplete",70,4.3325654217183568E-2,1.0960075111526488,{"$error":"#N/A"},2600,{"$error":"#N/A"},0.16050231897661832,0.08,0.9421763469323422,30,0.43299166068342343,0.72752932737795473,0,null,null,null,{"$error":"#N/A"},{"$error":"#VALUE!"},{"$error":"#VALUE!"},{"$error":"#N/A"},{"$error":"#VALUE!"},268.78698510536861]
[null,"Input parameters incomplete","Input parameters incomplete","Input parameters incomplete","Input parameters incomplete",70,4.6820940570961589E-2,1.0165559996190825,{"$error":"#N/A"},2600,{"$error":"#N/A"},0.12465892415374989,0.08,0.94048105218569966,30,0.4220831412360056,0.77598313719536438,0,null,null,null,{"$error":"#N/A"},{"$error":"#VALUE!"},{"$error":"#VALUE!"},{"$error":"#N/A"},{"$error":"#VALUE!"},139.45155661134245]
[null,"Input parameters incomplete","Input parameters incomplete","Input parameters incomplete","Input parameters incomplete",70,7.5640410599385366E-2,1.0225260360574238,{"$error":"#N/A"},2600,{"$error":"#N/A"},0.10965705422857622,0.08,0.94573572083621382,30,0.49180271817922055,0.63662548613923209,0,null,null,null,{"$error":"#N/A"},{"$error":"#VALUE!"},{"$error":"#VALUE!"},{"$error":"#N/A"},{"$error":"#VALUE!"},237.44301939960002]
[null,"Input parameters incomplete","Input parameters incomplete","Input parameters incomplete","Input parameters incomplete",70,6.2739590613017315E-2,1.0782240021583975,{"$error":"#N/A"},2600,{"$error":"#N/A"},0.12386122242476791,0.08,0.93875492940351557,30,0.44418465668476426,0.66654226550432683,0,null,null,null,{"$error":"#N/A"},{"$error":"#VALUE!"},{"$error":"#VALUE!"},{"$error":"#N/A"},{"$error":"#VALUE!"},127.77800623550866]
[null,"Input parameters incomplete","Input parameters incomplete","Input parameters incomplete","Input parameters incomplete",70,5.3074933433475351E-2,1.0746625838758013,{"$error":"#N/A"},2600,{"$error":"#N/A"},8.7008439017929762E-2,0.08,0.94263518290425119,30,0.48344024463682794,0.61534101612269343,0,null,null,null,{"$error":"#N/A"},{"$error":"#VALUE!"},{"$error":"#VALUE!"},{"$error":"#N/A"},{"$error":"#VALUE!"},287.60852904155149]
[null,"Input parameters incomplete","Input parameters incomplete","Input parameters incomplete","Input parameters incomplete",70,5.7510617156275069E-2,1.030096095560576,{"$error":"#N/A"},2600,{"$error":"#N/A"},0.110795024016884,0.08,0.94464291965614711,30,0.46560818344579946,0.6508149062404468,0,null,null,null,{"$error":"#N/A"},{"$error":"#VALUE!"},{"$error":"#VALUE!"},{"$error":"#N/A"},{"$error":"#VALUE!"},190.11190691549564]
[null,"Input parameters incomplete","Input parameters incomplete","Input parameters incomplete","Input parameters incomplete",70,5.1968187652349611E-2,1.1059310387881101,{"$error":"#N/A"},2600,{"$error":"#N/A"},0.15946471606554091,0.08,0.9511811384301021,30,0.49180677512904758,0.78014968153840225,0,null,null,null,{"$error":"#N/A"},{"$error":"#VALUE!"},{"$error":"#VALUE!"},{"$error":"#N/A"},{"$error":"#VALUE!"},264.76984487805134]
[null,"Input parameters incomplete","Input parameters incomplete","Input parameters incomplete","Input parameters incomplete",70,2.2111693792118414E-3,1.0638303694463174,{"$error":"#N/A"},2600,{"$error":"#N/A"},9.6763882695272321E-2,0.08,0.94797909048845541,30,0.47729954247384437,0.61449086248675566,0,null,null,null,{"$error":"#N/A"},{"$error":"#VALUE!"},{"$error":"#VALUE!"},{"$error":"#N/A"},{"$error":"#VALUE!"},222.29890321912154]
[null,"Input parameters incomplete","Input parameters incomplete","Input parameters incomplete","Input parameters incomplete",70,5.0564512168192841E-2,1.0362188126565415,{"$error":"#N/A"},2600,{"$error":"#N/A"},0.19944116560021796,0.08,0.95674588797106508,30,0.48894897869298587,0.78650366253804704,0,null,null,null,{"$error":"#N/A"},{"$error":"#VALUE!"},{"$error":"#VALUE!"},{"$error":"#N/A"},{"$error":"#VALUE!"},218.36520752793541]
[null,"Input parameters incomplete","Input parameters incomplete","Input parameters incomplete","Input parameters incomplete",70,8.0856363129895192E-2,1.0931987571081676,{"$error":"#N/A"},2600,{"$error":"#N/A"},0.19299789418228397,0.08,0.91063080796277163,30,0.48859415091651937,0.76094627714436258,0,null,null,null,{"$error":"#N/A"},{"$error":"#VALUE!"},{"$error":"#VALUE!"},{"$error":"#N/A"},{"$error":"#VALUE!"},178.79153274679359]
[null,"Input parameters incomplete","Input parameters incomplete","Input parameters incomplete","Input parameters incomplete",70,7.7317712384019438E-2,0.9962007500200506,{"$error":"#N/A"},2600,{"$error":"#N/A"},9.9487819372095526E-2,0.08,0.9535414500542897,30,0.47038761183675176,0.78914337037094884,0,null,null,null,{"$error":"#N/A"},{"$error":"#VALUE!"},{"$error":"#VALUE!"},{"$error":"#N/A"},{"$error":"#VALUE!"},296.27081951750063]
[null,"Input parameters incomplete","Input parameters incomplete","Input parameters incomplete","Input parameters incomplete",70,4.5762634292790136E-2,1.0532256671954205,{"$error":"#N/A"},2600,{"$error":"#N/A"},0.15072037255126658,0.08,0.96193242117114841,30,0.4739157873049214,0.70342083478545603,0,null,null,null,{"$error":"#N/A"},{"$error":"#VALUE!"},{"$error":"#VALUE!"},{"$error":"#N/A"},{"$error":"#VALUE!"},263.44385772081409]
[null,"Input parameters incomplete","Input parameters incomplete","Input parameters incomplete","Input parameters incomplete",70,5.1507262052215973E-2,1.1001819883734312,{"$error":"#N/A"},2600,{"$error":"#N/A"},0.15718952458819985,0.08,0.95458456765838096,30,0.41448414530274874,0.6712721148574663,0,null,null,null,{"$error":"#N/A"},{"$error":"#VALUE!"},{"$error":"#VALUE!"},{"$error":"#N/A"},{"$error":"#VALUE!"},263.91483192295084]
[null,"Input parameters incomplete","Input parameters incomplete","Input parameters incomplete","Input parameters incomplete",70,5.6602698916412682E-2,1.1177419752761693,{"$error":"#N/A"},2600,{"$error":"#N/A"},8.6853027961903112E-2,0.08,0.93641801828919247,30,0.47400659566201364,0.6653064775236146,0,null,null,null,{"$error":"#N/A"},{"$error":"#VALUE!"},{"$error":"#VALUE!"},{"$error":"#N/A"},{"$error":"#VALUE!"},203.11238087605832]
[null,"Input parameters incomplete","Input parameters incomplete","Input parameters incomplete","Input parameters incomplete",70,4.851800012190241E-2,1.109401675794764,{"$error":"#N/A"},2600,{"$error":"#N/A"},0.14840334941715505,0.08,0.94189367940862145,30,0.45660741292074825,0.62519651207425608,0,null,null,null,{"$error":"#N/A"},{"$error":"#VALUE!"},{"$error":"#VALUE!"},{"$error":"#N/A"},{"$error":"#VALUE!"},170.88417775263966]
[null,"Input parameters incomplete","Input parameters incomplete","Input parameters incomplete","Input parameters incomplete",70,6.0330187646642885E-2,0.99932017680841279,{"$error":"#N/A"},2600,{"$error":"#N/A"},9.7271365059793891E-2,0.08,0.94053844583791579,30,0.48766669472454799,0.75362392036714687,0,null,null,null,{"$error":"#N/A"},{"$error":"#VALUE!"},{"$error":"#VALUE!"},{"$error":"#N/A"},{"$error":"#VALUE!"},256.22559778632512]
[null,"Input parameters incomplete","Input parameters incomplete","Input parameters incomplete","Input parameters incomplete",70,0.11412079716144179,1.0988053673899976,{"$error":"#N/A"},2600,{"$error":"#N/A"},0.15010683929270577,0.08,0.9192387821989223,30,0.45332888095936064,0.62594684790714317,0,null,null,null,{"$error":"#N/A"},{"$error":"#VALUE!"},{"$error":"#VALUE!"},{"$error":"#N/A"},{"$error":"#VALUE!"},237.05039130490113]
[null,"Input parameters incomplete","Input parameters incomplete","Input parameters incomplete","Input parameters incomplete",70,4.9677054299478461E-2,1.1395753970821274,{"$error":"#N/A"},2600,{"$error":"#N/A"},0.17750041189772048,0.08,0.92066528689401161,30,0.4492434862313418,0.6578207100728124,0,null,null,null,{"$error":"#N/A"},{"$error":"#VALUE!"},{"$error":"#VALUE!"},{"$error":"#N/A"},{"$error":"#VALUE!"},169.75154187559411]
[null,"Input parameters incomplete","Input parameters incomplete","Input parameters incomplete","Input parameters incomplete",70,7.4868890574159686E-2,1.0922214765381311,{"$error":"#N/A"},2600,{"$error":"#N/A"},0.13665884996116887,0.08,0.96701135164262109,30,0.43915537540739691,0.61922358560389168,0,null,null,null,{"$error":"#N/A"},{"$error":"#VALUE!"},{"$error":"#VALUE!"},{"$error":"#N/A"},{"$error":"#VALUE!"},146.07596186095989]
[null,"Input parameters incomplete","Input parameters incomplete","Input parameters incomplete","Input parameters incomplete",70,3.7804897650497354E-2,1.0341914183994012,{"$error":"#N/A"},2600,{"$error":"#N/A"},0.18155172548905263,0.08,0.9646504868667235,30,0.40872447311749333,0.63145760002523699,0,null,null,null,{"$error":"#N/A"},{"$error":"#VALUE!"},{"$error":"#VALUE!"},{"$error":"#N/A"},{"$error":"#VALUE!"},223.90401798276633]
[null,"Input parameters incomplete","Input parameters incomplete","Input parameters incomplete","Input parameters incomplete",70,6.4792596462961011E-2,1.0698997394703031,{"$error":"#N/A"},2600,{"$error":"#N/A"},0.11408955912719303,0.08,0.95956665404963526,30,0.48529024524372288,0.66083212145946857,0,null,null,null,{"$error":"#N/A"},{"$error":"#VALUE!"},{"$error":"#VALUE!"},{"$error":"#N/A"},{"$error":"#VALUE!"},130.25366110541]
[null,"Input parameters incomplete","Input parameters incomplete","Input parameters incomplete","Input parameters incomplete",70,6.1721324220053823E-2,1.0386670350457061,{"$error":"#N/A"},2600,{"$error":"#N/A"},0.16837926160355263,0.08,0.90496721567366101,30,0.4640330656836375,0.66383904859227294,0,null,null,null,{"$error":"#N/A"},{"$error":"#VALUE!"},{"$error":"#VALUE!"},{"$error":"#N/A"},{"$error":"#VALUE!"},194.07471379221246]
[null,"Input parameters incomplete","Input parameters incomplete","Input parameters incomplete","Input parameters incomplete",70,5.2673042360343078E-2,1.0760917378871198,{"$error":"#N/A"},2600,{"$error":"#N/A"},0.12651162821238277,0.08,0.9376443187446748,30,0.4645311793280657,0.60162495332536414,0,null,null,null,{"$error":"#N/A"},{"$error":"#VALUE!"},{"$error":"#VALUE!"},{"$error":"#N/A"},{"$error":"#VALUE!"},241.5650376467494]
[null,"Input parameters incomplete","Input parameters incomplete","Input parameters incomplete","Input parameters incomplete",70,7.772386025841807E-2,1.051055052735824,{"$error":"#N/A"},2600,{"$error":"#N/A"},0.13762027605513621,0.08,0.93744420420295216,30,0.44308064171196865,0.60792452407914555,0,null,null,null,{"$error":"#N/A"},{"$error":"#VALUE!"},{"$error":"#VALUE!"},{"$error":"#N/A"},{"$error":"#VALUE!"},164.56922895028296]
[null,"Input parameters incomplete","Input parameters incomplete","Input parameters incomplete","Input parameters incomplete",70,4.3295496480318996E-2,1.0564314462476694,{"$error":"#N/A"},2600,{"$error":"#N/A"},0.14466020442990674,0.08,0.94337218252517963,30,0.40378611975959883,0.63708011901230155,0,null,null,null,{"$error":"#N/A"},{"$error":"#VALUE!"},{"$error":"#VALUE!"},{"$error":"#N/A"},{"$error":"#VALUE!"},242.36135016153756]
[null,"Input parameters incomplete","Input parameters incomplete","Input parameters incomplete","Input parameters incomplete",70,5.98108167190472E-2,1.0359903313297476,{"$error":"#N/A"},2600,{"$error":"#N/A"},0.14935098156177223,0.08,0.93528448556154575,30,0.44672579019150965,0.71607823156185024,0,null,null,null,{"$error":"#N/A"},{"$error":"#VALUE!"},{"$error":"#VALUE!"},{"$error":"#N/A"},{"$error":"#VALUE!"},154.955814958784]
[null,"Input parameters incomplete","Input parameters incomplete","Input parameters incomplete","Input parameters incomplete",70,7.4215796349953664E-2,1.0560555884211453,{"$error":"#N/A"},2600,{"$error":"#N/A"},0.17484434934549364,0.08,0.92965761746741227,30,0.48694143198413331,0.69390388593038199,0,null,null,null,{"$error":"#N/A"},{"$error":"#VALUE!"},{"$error":"#VALUE!"},{"$error":"#N/A"},{"$error":"#VALUE!"},160.20363657320181]
[null,"Input parameters incomplete","Input parameters incomplete","Input parameters incomplete","Input parameters incomplete",70,3.7917012678419154E-2,1.0275416014416012,{"$error":"#N/A"},2600,{"$error":"#N/A"},0.18226948824555553,0.08,0.95674299656186845,30,0.48899574631234061,0.79151348345122163,0,null,null,null,{"$error":"#N/A"},{"$error":"#VALUE!"},{"$error":"#VALUE!"},{"$error":"#N/A"},{"$error":"#VALUE!"},238.64771198397273]
[null,"Input parameters incomplete","Input parameters incomplete","Input parameters incomplete","Input parameters incomplete",70,5.1782028572749758E-2,1.0003955581563062,{"$error":"#N/A"},2600,{"$error":"#N/A"},0.19590705093091515,0.08,0.97591404392441616,30,0.4454122954853163,0.68289208966549475,0,null,null,null,{"$error":"#N/A"},{"$error":"#VALUE!"},{"$error":"#VALUE!"},{"$error":"#N/A"},{"$error":"#VALUE!"},238.43113672576231]
[null,"Input parameters incomplete","Input parameters incomplete","Input parameters incomplete","Input parameters incomplete",70,5.3897416611979734E-2,1.0210177539747418,{"$error":"#N/A"},2600,{"$error":"#N/A"},0.110809613102616,0.08,0.96036381342852306,30,0.41566901301132808,0.72392429841944361,0,null,null,null,{"$error":"#N/A"},{"$error":"#VALUE!"},{"$error":"#VALUE!"},{"$error":"#N/A"},{"$error":"#VALUE!"},286.21549563206406]
[null,"Input parameters incomplete","Input parameters incomplete","Input parameters incomplete","Input parameters incomplete",70,4.9606508271513194E-2,1.0495323464682886,{"$error":"#N/A"},2600,{"$error":"#N/A"},0.19179284658586701,0.08,0.95426749498958208,30,0.43375310410148626,0.73430976619607302,0,null,null,null,{"$error":"#N/A"},{"$error":"#VALUE!"},{"$error":"#VALUE!"},{"$error":"#N/A"},{"$error":"#VALUE!"},233.26511661946031]
[null,"Input parameters incomplete","Input parameters incomplete","Input parameters incomplete","Input parameters incomplete",70,6.8953278790639755E-2,1.0230211062830858,{"$error":"#N/A"},2600,{"$error":"#N/A"},9.2952611296018395E-2,0.08,0.98842953106104725,30,0.44604232009642358,0.64083841311281731,0,null,null,null,{"$error":"#N/A"},{"$error":"#VALUE!"},{"$error":"#VALUE!"},{"$error":"#N/A"},{"$error":"#VALUE!"},264.53417249307051]
[null,"Input parameters incomplete","Input parameters incomplete","Input parameters incomplete","Input parameters incomplete",70,2.8222664385221134E-2,1.0863155081477063,{"$error":"#N/A"},2600,{"$error":"#N/A"},0.1377390680439543,0.08,0.93508977891510614,30,0.44739827733317328,0.72109577454790919,0,null,null,null,{"$error":"#N/A"},{"$error":"#VALUE!"},{"$error":"#VALUE!"},{"$error":"#N/A"},{"$error":"#VALUE!"},238.10447870300374]
[null,"Input parameters incomplete","Input parameters incomplete","Input parameters incomplete","Input parameters incomplete",70,4.1956091352630204E-2,1.0832004620667479,{"$error":"#N/A"},2600,{"$error":"#N/A"},0.19399747439052367,0.08,0.97360232938940328,30,0.48623126874152883,0.75997501163652803,0,null,null,null,{"$error":"#N/A"},{"$error":"#VALUE!"},{"$error":"#VALUE!"},{"$error":"#N/A"},{"$error":"#VALUE!"},288.19123404816099]
[null,"Input parameters incomplete","Input parameters incomplete","Input parameters incomplete","Input parameters incomplete",70,3.3772073050633761E-2,1.1009968353279069,{"$error":"#N/A"},2600,{"$error":"#N/A"},0.13008746930530679,0.08,0.94549322944027803,30,0.48886587255016606,0.67880784348691181,0,null,null,null,{"$error":"#N/A"},{"$error":"#VALUE!"},{"$error":"#VALUE!"},{"$error":"#N/A"},{"$error":"#VALUE!"},203.96631263436092]
[null,"Input parameters incomplete","Input parameters incomplete","Input parameters incomplete","Input parameters incomplete",70,5.7873109680879595E-2,0.99262347211680879,{"$error":"#N/A"},2600,{"$error":"#N/A"},0.15288648301760771,0.08,0.96917346671909121,30,0.46431870070142145,0.64085099117842736,0,null,null,null,{"$error":"#N/A"},{"$error":"#VALUE!"},{"$error":"#VALUE!"},{"$error":"#N/A"},{"$error":"#VALUE!"},159.13300243995008]
[null,"Input parameters incomplete","Input parameters incomplete","Input parameters incomplete","Input parameters incomplete",70,6.6696063498273589E-2,1.0767472742710846,{"$error":"#N/A"},2600,{"$error":"#N/A"},0.17800908895725659,0.08,0.9231944755833007,30,0.40341352114726586,0.7956833878508931,0,null,null,null,{"$error":"#N/A"},{"$error":"#VALUE!"},{"$error":"#VALUE!"},{"$error":"#N/A"},{"$error":"#VALUE!"},277.23970403324245]
[null,"Input parameters incomplete","Input parameters incomplete","Input parameters incomplete","Input parameters incomplete",70,5.4076155886644044E-2,1.1020710777577849,{"$error":"#N/A"},2600,{"$error":"#N/A"},0.14863171126981259,0.08,0.93658492875836297,30,0.44104936404908529,0.66614152481932165,0,null,null,null,{"$error":"#N/A"},{"$error":"#VALUE!"},{"$error":"#VALUE!"},{"$error":"#N/A"},{"$error":"#VALUE!"},245.01066787897619]
[null,"Input parameters incomplete","Input parameters incomplete","Input parameters incomplete","Input parameters incomplete",70,5.6356641759747965E-2,0.98966179859241943,{"$error":"#N/A"},2600,{"$error":"#N/A"},0.18735207068468951,0.08,0.93312792949937462,30,0.43860839840283328,0.75789839790088676,0,null,null,null,{"$error":"#N/A"},{"$error":"#VALUE!"},{"$error":"#VALUE!"},{"$error":"#N/A"},{"$error":"#VALUE!"},300.80589986780086]
[null,"Input parameters incomplete","Input parameters incomplete","Input parameters incomplete","Input parameters incomplete",70,5.9671671435399587E-2,1.019200172222543,{"$error":"#N/A"},2600,{"$error":"#N/A"},0.16016623866719648,0.08,0.96049352935636856,30,0.45539513542476945,0.73732432599550868,0,null,null,null,{"$error":"#N/A"},{"$error":"#VALUE!"},{"$error":"#VALUE!"},{"$error":"#N/A"},{"$error":"#VALUE!"},228.01536859739818]
[null,"Input parameters incomplete","Input parameters incomplete","Input parameters incomplete","Input parameters incomplete",70,4.47438936759487E-2,1.0857464081260786,{"$error":"#N/A"},2600,{"$error":"#N/A"},0.17639785640157374,0.08,0.92256981870281596,30,0.40966006779297109,0.72337801751211706,0,null,null,null,{"$error":"#N/A"},{"$error":"#VALUE!"},{"$error":"#VALUE!"},{"$error":"#N/A"},{"$error":"#VALUE!"},177.17936702333122]
[null,"Input parameters incomplete","Input parameters incomplete","Input parameters incomplete","Input parameters incomplete",70,5.0041199771826951E-2,1.0547556147237669,{"$error":"#N/A"},2600,{"$error":"#N/A"},0.19977133945011122,0.08,0.96237292021777909,30,0.40773504306261976,0.64788076191570665,0,null,null,null,{"$error":"#N/A"},{"$error":"#VALUE!"},{"$error":"#VALUE!"},{"$error":"#N/A"},{"$error":"#VALUE!"},234.21595550641186]
[null,"Input parameters incomplete","Input parameters incomplete","Input parameters incomplete","Input parameters incomplete",70,2.1707668671843233E-2,1.0777315883302596,{"$error":"#N/A"},2600,{"$error":"#N/A"},0.17218299679312737,0.08,0.95002415283191732,30,0.4802997313712315,0.63810774640404289,0,null,null,null,{"$error":"#N/A"},{"$error":"#VALUE!"},{"$error":"#VALUE!"},{"$error":"#N/A"},{"$error":"#VALUE!"},216.76347419519539]
[null,"Input parameters incomplete","Input parameters incomplete","Input parameters incomplete","Input parameters incomplete",70,4.4319913394874635E-2,1.0796496201337198,{"$error":"#N/A"},2600,{"$error":"#N/A"},0.17274135495423176,0.08,0.95806173188687016,30,0.42901794311256952,0.69323217234401902,0,null,null,null,{"$error":"#N/A"},{"$error":"#VALUE!"},{"$error":"#VALUE!"},{"$error":"#N/A"},{"$error":"#VALUE!"},165.70045897111962]
[null,"Input parameters incomplete","Input parameters incomplete","Input parameters incomplete","Input parameters incomplete",70,6.6623296362023812E-2,1.0811543595333049,{"$error":"#N/A"},2600,{"$error":"#N/A"},0.190811681351339,0.08,0.97939165948922502,30,0.46777946225965683,0.75075587242723496,0,null,null,null,{"$error":"#N/A"},{"$error":"#VALUE!"},{"$error":"#VALUE!"},{"$error":"#N/A"},{"$error":"#VALUE!"},224.21332887655663]
[null,"Input parameters incomplete","Input parameters incomplete","Input parameters incomplete","Input parameters incomplete",70,6.9112585843902077E-2,1.0357210443676346,{"$error":"#N/A"},2600,{"$error":"#N/A"},0.18129210903029469,0.08,0.96063099524076057,30,0.49839543043924539,0.78031985954771199,0,null,null,null,{"$error":"#N/A"},{"$error":"#VALUE!"},{"$error":"#VALUE!"},{"$error":"#N/A"},{"$error":"#VALUE!"},135.84930854054289]
[null,"Input parameters incomplete","Input parameters incomplete","Input parameters incomplete","Input parameters incomplete",70,0.11013868467891139,1.1017509159814745,{"$error":"#N/A"},2600,{"$error":"#N/A"},9.7362027102240456E-2,0.08,0.95917189184191853,30,0.42871594730149287,0.60564478195122795,0,null,null,null,{"$error":"#N/A"},{"$error":"#VALUE!"},{"$error":"#VALUE!"},{"$error":"#N/A"},{"$error":"#VALUE!"},245.94045491648015]
[null,"Input parameters incomplete","Input parameters incomplete","Input parameters incomplete","Input parameters incomplete",70,5.3853968218386464E-2,0.99314408359798978,{"$error":"#N/A"},2600,{"$error":"#N/A"},0.17219978434306055,0.08,0.92749798857965071,30,0.41276435847332454,0.61308759984481898,0,null,null,null,{"$error":"#N/A"},{"$error":"#VALUE!"},{"$error":"#VALUE!"},{"$error":"#N/A"},{"$error":"#VALUE!"},162.04744723380989]
[null,"Input parameters incomplete","Input parameters incomplete","Input parameters incomplete","Input parameters incomplete",70,7.240979227950621E-2,1.1152256828957476,{"$error":"#N/A"},2600,{"$error":"#N/A"},8.1333008634060913E-2,0.08,0.94957519068869711,30,0.43880999538281734,0.66972710286676673,0,null,null,null,{"$error":"#N/A"},{"$error":"#VALUE!"},{"$error":"#VALUE!"},{"$error":"#N/A"},{"$error":"#VALUE!"},229.28743346540753]
[null,"Input parameters incomplete","Input parameters incomplete","Input parameters incomplete","Input parameters incomplete",70,4.679277850083418E-2,1.0005956374696641,{"$error":"#N/A"},2600,{"$error":"#N/A"},0.12618893657334562,0.08,0.94609748500729818,30,0.44293660030957693,0.67097072699292182,0,null,null,null,{"$error":"#N/A"},{"$error":"#VALUE!"},{"$error":"#VALUE!"},{"$error":"#N/A"},{"$error":"#VALUE!"},231.06203414204739]
[null,"Input parameters incomplete","Input parameters incomplete","Input parameters incomplete","Input parameters incomplete",70,7.7725558394592928E-2,1.0566588730900339,{"$error":"#N/A"},2600,{"$error":"#N/A"},0.17535312263636194,0.08,0.97990797848984035,30,0.44118762226693725,0.6497159770834271,0,null,null,null,{"$error":"#N/A"},{"$error":"#VALUE!"},{"$error":"#VALUE!"},{"$error":"#N/A"},{"$error":"#VALUE!"},273.44826385315542]
[null,"Input parameters incomplete","Input parameters incomplete","Input parameters incomplete","Input parameters incomplete",70,5.8513276387670225E-2,1.0840092339336005,{"$error":"#N/A"},2600,{"$error":"#N/A"},0.12174936877281027,0.08,0.94505290185295254,30,0.42571186274991812,0.78028458501915809,0,null,null,null,{"$error":"#N/A"},{"$error":"#VALUE!"},{"$error":"#VALUE!"},{"$error":"#N/A"},{"$error":"#VALUE!"},182.09434083920232]
[null,"Input parameters incomplete","Input parameters incomplete","Input parameters incomplete","Input parameters incomplete",70,2.6358368045586798E-2,1.0391818311764829,{"$error":"#N/A"},2600,{"$error":"#N/A"},0.17215737298697617,0.08,0.96196153193360723,30,0.40550003430883003,0.77381621838348891,0,null,null,null,{"$error":"#N/A"},{"$error":"#VALUE!"},{"$error":"#VALUE!"},{"$error":"#N/A"},{"$error":"#VALUE!"},195.103370451937]
[null,"Input parameters incomplete","Input parameters incomplete","Input parameters incomplete","Input parameters incomplete",70,6.8747348372997716E-2,1.160871638831964,{"$error":"#N/A"},2600,{"$error":"#N/A"},0.11399631242657844,0.08,0.97527309646681837,30,0.43256305624468822,0.70650688902221581,0,null,null,null,{"$error":"#N/A"},{"$error":"#VALUE!"},{"$error":"#VALUE!"},{"$error":"#N/A"},{"$error":"#VALUE!"},156.82007534221233]
[null,"Input parameters incomplete","Input parameters incomplete","Input parameters incomplete","Input parameters incomplete",70,5.2380930768410369E-2,1.0426563957982835,{"$error":"#N/A"},2600,{"$error":"#N/A"},0.17592773104312665,0.08,0.95966971963544745,30,0.44333274572905501,0.61065414207718394,0,null,null,null,{"$error":"#N/A"},{"$error":"#VALUE!"},{"$error":"#VALUE!"},{"$error":"#N/A"},{"$error":"#VALUE!"},276.02082061627573]
[null,"Input parameters incomplete","Input parameters incomplete","Input parameters incomplete","Input parameters incomplete",70,6.7321570210360449E-2,1.0750071853700878,{"$error":"#N/A"},2600,{"$error":"#N/A"},0.11800118516770766,0.08,0.95009768099392344,30,0.45183391364519865,0.67869220933774388,0,null,null,null,{"$error":"#N/A"},{"$error":"#VALUE!"},{"$error":"#VALUE!"},{"$error":"#N/A"},{"$error":"#VALUE!"},139.73351192177114]
[null,"Input parameters incomplete","Input parameters incomplete","Input parameters incomplete","Input parameters incomplete",70,7.5000342579123677E-2,1.0774483961538646,{"$error":"#N/A"},2600,{"$error":"#N/A"},0.11491143311901515,0.08,0.96645656560227733,30,0.47180383413292015,0.78675752055521964,0,null,null,null,{"$error":"#N/A"},{"$error":"#VALUE!"},{"$error":"#VALUE!"},{"$error":"#N/A"},{"$error":"#VALUE!"},214.78565619049292]
[null,"Input parameters incomplete","Input parameters incomplete","Input parameters incomplete","Input parameters incomplete",70,5.7711711811731105E-2,1.1089052792418892,{"$error":"#N/A"},2600,{"$error":"#N/A"},0.19279127488156728,0.08,0.95371372231149554,30,0.4389152064920499,0.68858902587699733,0,null,null,null,{"$error":"#N/A"},{"$error":"#VALUE!"},{"$error":"#VALUE!"},{"$error":"#N/A"},{"$error":"#VALUE!"},237.68728825354867]
[null,"Input parameters incomplete","Input parameters incomplete","Input parameters incomplete","Input parameters incomplete",70,5.0820394202053532E-2,1.0684651703087078,{"$error":"#N/A"},2600,{"$error":"#N/A"},0.11541426962628437,0.08,0.9297996282927784,30,0.4556869543303308,0.74751160140919937,0,null,null,null,{"$error":"#N/A"},{"$error":"#VALUE!"},{"$error":"#VALUE!"},{"$error":"#N/A"},{"$error":"#VALUE!"},272.46265329888848]
[null,"Input parameters incomplete","Input parameters incomplete","Input parameters incomplete","Input parameters incomplete",70,5.5896294129867408E-2,1.0503675396461336,{"$error":"#N/A"},2600,{"$error":"#N/A"},0.11896795966837266,0.08,0.95774098154474541,30,0.40592983957161022,0.61630614440848663,0,null,null,null,{"$error":"#N/A"},{"$error":"#VALUE!"},{"$error":"#VALUE!"},{"$error":"#N/A"},{"$error":"#VALUE!"},169.98570777178705]
[null,"Input parameters incomplete","Input parameters incomplete","Input parameters incomplete","Input parameters incomplete",70,8.3791424814502705E-2,0.99348599378350955,{"$error":"#N/A"},2600,{"$error":"#N/A"},0.12975291097635747,0.08,0.9665420651059019,30,0.49554361173437883,0.61288529487220389,0,null,null,null,{"$error":"#N/A"},{"$error":"#VALUE!"},{"$error":"#VALUE!"},{"$error":"#N/A"},{"$error":"#VALUE!"},173.91165503874674]
[null,"Input parameters incomplete","Input parameters incomplete","Input parameters incomplete","Input parameters incomplete",70,3.039474180290495E-2,0.98346964815233073,{"$error":"#N/A"},2600,{"$error":"#N/A"},0.12962705587806042,0.08,0.94859378510748515,30,0.49335897734509476,0.6273822303122778,0,null,null,null,{"$error":"#N/A"},{"$error":"#VALUE!"},{"$error":"#VALUE!"},{"$error":"#N/A"},{"$error":"#VALUE!"},298.71567858040999]
[null,"Input parameters incomplete","Input parameters incomplete","Input parameters incomplete","Input parameters incomplete",70,2.0954518826933714E-2,1.0685525349681517,{"$error":"#N/A"},2600,{"$error":"#N/A"},9.0316892213157973E-2,0.08,0.94297504529134157,30,0.44969624833971267,0.71997719462285026,0,null,null,null,{"$error":"#N/A"},{"$error":"#VALUE!"},{"$error":"#VALUE!"},{"$error":"#N/A"},{"$error":"#VALUE!"},226.54344910189849]
[null,"Input parameters incomplete","Input parameters incomplete","Input parameters incomplete","Input parameters incomplete",70,7.7162245459993506E-2,1.1188800200197553,{"$error":"#N/A"},2600,{"$error":"#N/A"},9.0795741806219826E-2,0.08,0.93909070809582662,30,0.42120938212185183,0.73813662443237393,0,null,null,null,{"$error":"#N/A"},{"$error":"#VALUE!"},{"$error":"#VALUE!"},{"$error":"#N/A"},{"$error":"#VALUE!"},232.42843126525193]
[null,"Input parameters incomplete","Input parameters incomplete","Input parameters incomplete","Input parameters incomplete",70,3.6756524776950072E-2,1.0417694279960592,{"$error":"#N/A"},2600,{"$error":"#N/A"},0.12454883792341909,0.08,0.94496708017844411,30,0.42281367295622579,0.75772884606507185,0,null,null,null,{"$error":"#N/A"},{"$error":"#VALUE!"},{"$error":"#VALUE!"},{"$error":"#N/A"},{"$error":"#VALUE!"},253.95133189604891]
[null,"Input parameters incomplete","Input parameters incomplete","Input parameters incomplete","Input parameters incomplete",70,4.7651027168666496E-2,1.1059740330369572,{"$error":"#N/A"},2600,{"$error":"#N/A"},0.12390372331641876,0.08,0.90803080055512164,30,0.41597381715547654,0.79243873253168484,0,null,null,null,{"$error":"#N/A"},{"$error":"#VALUE!"},{"$error":"#VALUE!"},{"$error":"#N/A"},{"$error":"#VALUE!"},265.26432617755944]
[null,"Input parameters incomplete","Input parameters incomplete","Input parameters incomplete","Input parameters incomplete",70,4.1800745431962612E-2,1.0256053869939454,{"$error":"#N/A"},2600,{"$error":"#N/A"},0.18866752777098994,0.08,0.95342498582641511,30,0.4879654340433548,0.66713324741302837,0,null,null,null,{"$error":"#N/A"},{"$error":"#VALUE!"},{"$error":"#VALUE!"},{"$error":"#N/A"},{"$error":"#VALUE!"},123.25353312374844]
[null,"Input parameters incomplete","Input parameters incomplete","Input parameters incomplete","Input parameters incomplete",70,6.6732087140330992E-2,1.0616756397736986,{"$error":"#N/A"},2600,{"$error":"#N/A"},0.15755639624632137,0.08,0.96963823282508288,30,0.4704656771380813,0.64270771531563942,0,null,null,null,{"$error":"#N/A"},{"$error":"#VALUE!"},{"$error":"#VALUE!"},{"$error":"#N/A"},{"$error":"#VALUE!"},166.73122644964084]
[null,"Input parameters incomplete","Input parameters incomplete","Input parameters incomplete","Input parameters incomplete",70,2.9694269749483998E-2,1.0831122387900034,{"$error":"#N/A"},2600,{"$error":"#N/A"},0.16453496341950463,0.08,0.98537134957588124,30,0.49187670469209066,0.75897035926729539,0,null,null,null,{"$error":"#N/A"},{"$error":"#VALUE!"},{"$error":"#VALUE!"},{"$error":"#N/A"},{"$error":"#VALUE!"},190.87629568267414]
[null,"Input parameters incomplete","Input parameters incomplete","Input parameters incomplete","Input parameters incomplete",70,5.0843364054405565E-2,1.0790090076876535,{"$error":"#N/A"},2600,{"$error":"#N/A"},0.17049265043249048,0.08,0.96580794579426954,30,0.4825678306344795,0.67158727163649268,0,null,null,null,{"$error":"#N/A"},{"$error":"#VALUE!"},{"$error":"#VALUE!"},{"$error":"#N/A"},{"$error":"#VALUE!"},225.12447047119082]
[null,"Input parameters incomplete","Input parameters incomplete","Input parameters incomplete","Input parameters incomplete",70,5.1888505867300719E-2,0.97743504977006856,{"$error":"#N/A"},2600,{"$error":"#N/A"},0.17511248461684586,0.08,0.95485578029644336,30,0.44743319112671803,0.74150918260906029,0,null,null,null,{"$error":"#N/A"},{"$error":"#VALUE!"},{"$error":"#VALUE!"},{"$error":"#N/A"},{"$error":"#VALUE!"},256.28013384708703]
[null,"Input parameters incomplete","Input parameters incomplete","Input parameters incomplete","Input parameters incomplete",70,5.5957190619137509E-2,0.99495869623855848,{"$error":"#N/A"},2600,{"$error":"#N/A"},0.18822148442671885,0.08,0.95516234964459312,30,0.43498689212136743,0.63572248969293577,0,null,null,null,{"$error":"#N/A"},{"$error":"#VALUE!"},{"$error":"#VALUE!"},{"$error":"#N/A"},{"$error":"#VALUE!"},252.33282439257482]
[null,"Input parameters incomplete","Input parameters incomplete","Input parameters incomplete","Input parameters incomplete",70,7.9116910444213595E-2,1.0135599645648143,{"$error":"#N/A"},2600,{"$error":"#N/A"},0.13961068368081614,0.08,0.9594663947687202,30,0.48274498792620912,0.68590527556488867,0,null,null,null,{"$error":"#N/A"},{"$error":"#VALUE!"},{"$error":"#VALUE!"},{"$error":"#N/A"},{"$error":"#VALUE!"},130.46460543731101]
[null,"Input parameters incomplete","Input parameters incomplete","Input parameters incomplete","Input parameters incomplete",70,6.4166929886489157E-2,1.1152165702735857,{"$error":"#N/A"},2600,{"$error":"#N/A"},0.16175164091941122,0.08,0.95311239868706321,30,0.41401748986784015,0.67401538489386248,0,null,null,null,{"$error":"#N/A"},{"$error":"#VALUE!"},{"$error":"#VALUE!"},{"$error":"#N/A"},{"$error":"#VALUE!"},260.91728623649294]
[null,"Input parameters incomplete","Input parameters incomplete","Input parameters incomplete","Input parameters incomplete",70,6.1549521505427779E-2,1.0389558482255197,{"$error":"#N/A"},2600,{"$error":"#N/A"},9.6464704088306347E-2,0.08,0.92255194156006337,30,0.4413532930613655,0.77234708592362966,0,null,null,null,{"$error":"#N/A"},{"$error":"#VALUE!"},{"$error":"#VALUE!"},{"$error":"#N/A"},{"$error":"#VALUE!"},175.14379179811766]
[null,"Input parameters incomplete","Input parameters incomplete","Input parameters incomplete","Input parameters incomplete",70,5.052052556736799E-2,0.99773492783520101,{"$error":"#N/A"},2600,{"$error":"#N/A"},0.1179069953097705,0.08,0.96595168525333863,30,0.43467560138901717,0.74482488303493599,0,null,null,null,{"$error":"#N/A"},{"$error":"#VALUE!"},{"$error":"#VALUE!"},{"$error":"#N/A"},{"$error":"#VALUE!"},219.57416627288464]
[null,"Input parameters incomplete","Input parameters incomplete","Input parameters incomplete","Input parameters incomplete",70,6.5285528577955471E-2,1.0150580781867491,{"$error":"#N/A"},2600,{"$error":"#N/A"},0.12051748582808494,0.08,0.98138375110315246,30,0.47246382971086909,0.64272372397759059,0,null,null,null,{"$error":"#N/A"},{"$error":"#VALUE!"},{"$error":"#VALUE!"},{"$error":"#N/A"},{"$error":"#VALUE!"},274.27621502029461]
[null,"Input parameters incomplete","Input parameters incomplete","Input parameters incomplete","Input parameters incomplete",70,5.8541868311902459E-2,1.0385622731774431,{"$error":"#N/A"},2600,{"$error":"#N/A"},8.6690181366784677E-2,0.08,0.98657696069714429,30,0.44215824584596192,0.72064995754299632,0,null,null,null,{"$error":"#N/A"},{"$error":"#VALUE!"},{"$error":"#VALUE!"},{"$error":"#N/A"},{"$error":"#VALUE!"},309.98329998847834]
[null,"Input parameters incomplete","Input parameters incomplete","Input parameters incomplete","Input parameters incomplete",70,7.9139814109113082E-2,1.0277454430092337,{"$error":"#N/A"},2600,{"$error":"#N/A"},0.18629990679066,0.08,0.93956689899181833,30,0.458190000399125,0.62437529649658052,0,null,null,null,{"$error":"#N/A"},{"$error":"#VALUE!"},{"$error":"#VALUE!"},{"$error":"#N/A"},{"$error":"#VALUE!"},134.92254186775318]
[null,"Input parameters incomplete","Input parameters incomplete","Input parameters incomplete","Input parameters incomplete",70,6.9495582772827261E-2,1.0611429419100746,{"$error":"#N/A"},2600,{"$error":"#N/A"},0.1082390190371435,0.08,0.9497748019848602,30,0.41050086891394671,0.67602295069380036,0,null,null,null,{"$error":"#N/A"},{"$error":"#VALUE!"},{"$error":"#VALUE!"},{"$error":"#N/A"},{"$error":"#VALUE!"},203.10427694190378]
[null,"Input parameters incomplete","Input parameters incomplete","Input parameters incomplete","Input parameters incomplete",70,7.5138645970155571E-2,1.0964220034949212,{"$error":"#N/A"},2600,{"$error":"#N/A"},8.6945332150276916E-2,0.08,0.99314348684953258,30,0.40986652590111183,0.76563947112427966,0,null,null,null,{"$error":"#N/A"},{"$error":"#VALUE!"},{"$error":"#VALUE!"},{"$error":"#N/A"},{"$error":"#VALUE!"},147.31154718786348]
[null,"Input parameters incomplete","Input parameters incomplete","Input parameters incomplete","Input parameters incomplete",70,4.7587241314908602E-2,1.0525993860035796,{"$error":"#N/A"},2600,{"$error":"#N/A"},0.18534184678999888,0.08,0.94237120946728747,30,0.45981402829482393,0.7581882795588778,0,null,null,null,{"$error":"#N/A"},{"$error":"#VALUE!"},{"$error":"#VALUE!"},{"$error":"#N/A"},{"$error":"#VALUE!"},255.34931299568282]
[null,"Input parameters incomplete","Input parameters incomplete","Input parameters incomplete","Input parameters incomplete",70,7.153502811654873E-2,1.1097819579257746,{"$error":"#N/A"},2600,{"$error":"#N/A"},0.10497616681720177,0.08,0.92900667389021752,30,0.48850891425848858,0.72981405360001905,0,null,null,null,{"$error":"#N/A"},{"$error":"#VALUE!"},{"$error":"#VALUE!"},{"$error":"#N/A"},{"$error":"#VALUE!"},175.45723997991141]
[null,"Input parameters incomplete","Input parameters incomplete","Input parameters incomplete","Input parameters incomplete",70,5.4476301160155678E-2,1.0270845708494858,{"$error":"#N/A"},2600,{"$error":"#N/A"},0.14439053447325695,0.08,0.94810914436880833,30,0.41346188547409507,0.64288658697323731,0,null,null,null,{"$error":"#N/A"},{"$error":"#VALUE!"},{"$error":"#VALUE!"},{"$error":"#N/A"},{"$error":"#VALUE!"},113.81625905087478]
[null,"Input parameters incomplete","Input parameters incomplete","Input parameters incomplete","Input parameters incomplete",70,6.2954659715523262E-2,1.1005033208806767,{"$error":"#N/A"},2600,{"$error":"#N/A"},9.3171431350728945E-2,0.08,0.97231984380606784,30,0.44324643320530382,0.68521865774091284,0,null,null,null,{"$error":"#N/A"},{"$error":"#VALUE!"},{"$error":"#VALUE!"},{"$error":"#N/A"},{"$error":"#VALUE!"},135.66391552434629]
[null,"Input parameters incomplete","Input parameters incomplete","Input parameters incomplete","Input parameters incomplete",70,5.6556561550100068E-2,1.1027985997644061,{"$error":"#N/A"},2600,{"$error":"#N/A"},0.14589090252216352,0.08,0.96765279630804324,30,0.42763926952835135,0.60088196725682386,0,null,null,null,{"$error":"#N/A"},{"$error":"#VALUE!"},{"$error":"#VALUE!"},{"$error":"#N/A"},{"$error":"#VALUE!"},185.399187391488]
[null,"Input parameters incomplete","Input parameters incomplete","Input parameters incomplete","Input parameters incomplete",70,6.6318959496351484E-2,1.0767511093098481,{"$error":"#N/A"},2600,{"$error":"#N/A"},0.10145801608648333,0.08,0.94649756672659147,30,0.46834114934994403,0.70830873992808763,0,null,null,null,{"$error":"#N/A"},{"$error":"#VALUE!"},{"$error":"#VALUE!"},{"$error":"#N/A"},{"$error":"#VALUE!"},259.29918436537514]
[null,"Input parameters incomplete","Input parameters incomplete","Input parameters incomplete","Input parameters incomplete",70,5.9696995232370327E-2,1.0812727349323477,{"$error":"#N/A"},2600,{"$error":"#N/A"},8.7672006838549588E-2,0.08,0.93767312289554894,30,0.49489227221746274,0.7624757763047626,0,null,null,null,{"$error":"#N/A"},{"$error":"#VALUE!"},{"$error":"#VALUE!"},{"$error":"#N/A"},{"$error":"#VALUE!"},145.35653460226661]
[null,"Input parameters incomplete","Input parameters incomplete","Input parameters incomplete","Input parameters incomplete",70,6.0019030352119251E-2,1.067855205239447,{"$error":"#N/A"},2600,{"$error":"#N/A"},0.1488159564987791,0.08,0.92939708019741529,30,0.40222843916979056,0.67945612386904775,0,null,null,null,{"$error":"#N/A"},{"$error":"#VALUE!"},{"$error":"#VALUE!"},{"$error":"#N/A"},{"$error":"#VALUE!"},125.57753056216139]
[null,"Input parameters incomplete","Input parameters incomplete","Input parameters incomplete","Input parameters incomplete",70,1.6375923866192001E-2,1.0398417725851383,{"$error":"#N/A"},2600,{"$error":"#N/A"},0.16582604862004421,0.08,0.93290410702326565,30,0.43699153285015141,0.70096513350018763,0,null,null,null,{"$error":"#N/A"},{"$error":"#VALUE!"},{"$error":"#VALUE!"},{"$error":"#N/A"},{"$error":"#VALUE!"},132.30509281308974]
[null,"Input parameters incomplete","Input parameters incomplete","Input parameters incomplete","Input parameters incomplete",70,6.0723230832697803E-2,1.0836456586540657,{"$error":"#N/A"},2600,{"$error":"#N/A"},8.8367724257932434E-2,0.08,0.93729317914383448,30,0.44382253627623114,0.74744427655403656,0,null,null,null,{"$error":"#N/A"},{"$error":"#VALUE!"},{"$error":"#VALUE!"},{"$error":"#N/A"},{"$error":"#VALUE!"},191.66838250149425]
[null,"Input parameters incomplete","Input parameters incomplete","Input parameters incomplete","Input parameters incomplete",70,2.5045767587511855E-2,1.0691798727746251,{"$error":"#N/A"},2600,{"$error":"#N/A"},0.16764685391940526,0.08,0.92959551587242628,30,0.44201113539161085,0.66002554632626831,0,null,null,null,{"$error":"#N/A"},{"$error":"#VALUE!"},{"$error":"#VALUE!"},{"$error":"#N/A"},{"$error":"#VALUE!"},208.61629752598802]
[null,"Input parameters incomplete","Input parameters incomplete","Input parameters incomplete","Input parameters incomplete",70,2.131145808643032E-2,1.111079482520497,{"$error":"#N/A"},2600,{"$error":"#N/A"},0.12834692321551827,0.08,0.96980927231146896,30,0.41702639153754739,0.75826682453166672,0,null,null,null,{"$error":"#N/A"},{"$error":"#VALUE!"},{"$error":"#VALUE!"},{"$error":"#N/A"},{"$error":"#VALUE!"},145.58912973152221]
[null,"Input parameters incomplete","Input parameters incomplete","Input parameters incomplete","Input parameters incomplete",70,5.1908860104609336E-2,1.0828956902638649,{"$error":"#N/A"},2600,{"$error":"#N/A"},9.1187487587110747E-2,0.08,0.91107194667117708,30,0.45710928862451561,0.7111639283870681,0,null,null,null,{"$error":"#N/A"},{"$error":"#VALUE!"},{"$error":"#VALUE!"},{"$error":"#N/A"},{"$error":"#VALUE!"},287.18869619449396]
[null,"Input parameters incomplete","Input parameters incomplete","Input parameters incomplete","Input parameters incomplete",70,7.6155344073730452E-2,1.049740653127043,{"$error":"#N/A"},2600,{"$error":"#N/A"},0.17193770375575784,0.08,0.96957174493488241,30,0.45554984832161932,0.60818818381508144,0,null,null,null,{"$error":"#N/A"},{"$error":"#VALUE!"},{"$error":"#VALUE!"},{"$error":"#N/A"},{"$error":"#VALUE!"},212.59230416052671]
[null,"Input parameters incomplete","Input parameters incomplete","Input parameters incomplete","Input parameters incomplete",70,1.9456357017462705E-2,1.0281464854811471,{"$error":"#N/A"},2600,{"$error":"#N/A"},9.9294194334205665E-2,0.08,0.93994389010773438,30,0.4939982733053947,0.62664854033186013,0,null,null,null,{"$error":"#N/A"},{"$error":"#VALUE!"},{"$error":"#VALUE!"},{"$error":"#N/A"},{"$error":"#VALUE!"},218.0507487398194]
[null,"Input parameters incomplete","Input parameters incomplete","Input parameters incomplete","Input parameters incomplete",70,5.2756164807875684E-2,1.0176585475436213,{"$error":"#N/A"},2600,{"$error":"#N/A"},0.13152153016445406,0.08,0.94550827361250556,30,0.41941519523766069,0.71675987522863682,0,null,null,null,{"$error":"#N/A"},{"$error":"#VALUE!"},{"$error":"#VALUE!"},{"$error":"#N/A"},{"$error":"#VALUE!"},172.69161302371404]
[null,"Input parameters incomplete","Input parameters incomplete","Input parameters incomplete","Input parameters incomplete",70,0.10745437808508207,1.1212581787227882,{"$error":"#N/A"},2600,{"$error":"#N/A"},0.19766262750555286,0.08,0.93342427443852749,30,0.45190144224323731,0.70373760941331343,0,null,null,null,{"$error":"#N/A"},{"$error":"#VALUE!"},{"$error":"#VALUE!"},{"$error":"#N/A"},{"$error":"#VALUE!"},204.48374745724414]
[null,"Input parameters incomplete","Input parameters incomplete","Input parameters incomplete","Input parameters incomplete",70,7.5915416834813856E-2,1.0341177445713685,{"$error":"#N/A"},2600,{"$error":"#N/A"},0.13382955805539476,0.08,0.93458072649296553,30,0.41749959147159538,0.63170807854902389,0,null,null,null,{"$error":"#N/A"},{"$error":"#VALUE!"},{"$error":"#VALUE!"},{"$error":"#N/A"},{"$error":"#VALUE!"},277.45894899110982]
[null,"Input parameters incomplete","Input parameters incomplete","Input parameters incomplete","Input parameters incomplete",70,6.4317626343248183E-2,1.0917010744000377,{"$error":"#N/A"},2600,{"$error":"#N/A"},0.15507357332556149,0.08,0.97229221523236653,30,0.47746067285449556,0.71167636190324179,0,null,null,null,{"$error":"#N/A"},{"$error":"#VALUE!"},{"$error":"#VALUE!"},{"$error":"#N/A"},{"$error":"#VALUE!"},146.62158901493075]
[null,"Input parameters incomplete","Input parameters incomplete","Input parameters incomplete","Input parameters incomplete",70,6.9403329578694661E-2,1.0991479854682165,{"$error":"#N/A"},2600,{"$error":"#N/A"},0.16278676598861022,0.08,0.9479313971157648,30,0.46815662888932025,0.71069253641062036,0,null,null,null,{"$error":"#N/A"},{"$error":"#VALUE!"},{"$error":"#VALUE!"},{"$error":"#N/A"},{"$error":"#VALUE!"},164.08546593738504]
[null,"Input parameters incomplete","Input parameters incomplete","Input parameters incomplete","Input parameters incomplete",70,6.717312785398552E-2,1.1494296791139302,{"$error":"#N/A"},2600,{"$error":"#N/A"},0.16657346592915157,0.08,0.97317579768809404,30,0.48126060607680865,0.67511765020203229,0,null,null,null,{"$error":"#N/A"},{"$error":"#VALUE!"},{"$error":"#VALUE!"},{"$error":"#N/A"},{"$error":"#VALUE!"},251.41133682660731]
[null,"Input parameters incomplete","Input parameters incomplete","Input parameters incomplete","Input parameters incomplete",70,5.0736083814188399E-2,1.1411949937069592,{"$error":"#N/A"},2600,{"$error":"#N/A"},8.7144960894300807E-2,0.08,0.93394599324013394,30,0.43931479740648777,0.60264941271815098,0,null,null,null,{"$error":"#N/A"},{"$error":"#VALUE!"},{"$error":"#VALUE!"},{"$error":"#N/A"},{"$error":"#VALUE!"},140.25481682452343]
[null,"Input parameters incomplete","Input parameters incomplete","Input parameters incomplete","Input parameters incomplete",70,7.1482354498184145E-2,1.1228703124124417,{"$error":"#N/A"},2600,{"$error":"#N/A"},0.19250280893562421,0.08,0.97247607215575071,30,0.43789046886763983,0.60472836182089906,0,null,null,null,{"$error":"#N/A"},{"$error":"#VALUE!"},{"$error":"#VALUE!"},{"$error":"#N/A"},{"$error":"#VALUE!"},199.31232903167387]
[null,"Input parameters incomplete","Input parameters incomplete","Input parameters incomplete","Input parameters incomplete",70,1.2020308157230132E-2,1.0865930076820196,{"$error":"#N/A"},2600,{"$error":"#N/A"},0.10024437762561815,0.08,0.9213369443249414,30,0.44125439478971495,0.67837232847418072,0,null,null,null,{"$error":"#N/A"},{"$error":"#VALUE!"},{"$error":"#VALUE!"},{"$error":"#N/A"},{"$error":"#VALUE!"},118.08827765940403]
[null,"Input parameters incomplete","Input parameters incomplete","Input parameters incomplete","Input parameters incomplete",70,3.4897409604473795E-2,1.0558738523948106,{"$error":"#N/A"},2600,{"$error":"#N/A"},0.12082288674529056,0.08,0.95164466261629355,30,0.45981384787865714,0.74063858099699098,0,null,null,null,{"$error":"#N/A"},{"$error":"#VALUE!"},{"$error":"#VALUE!"},{"$error":"#N/A"},{"$error":"#VALUE!"},114.72889270248847]
[null,"Input parameters incomplete","Input parameters incomplete","Input parameters incomplete","Input parameters incomplete",70,5.1981387014611066E-2,1.1036869211065299,{"$error":"#N/A"},2600,{"$error":"#N/A"},0.13232391598494841,0.08,0.94960634967375357,30,0.40224358517495229,0.78547519041124569,0,null,null,null,{"$error":"#N/A"},{"$error":"#VALUE!"},{"$error":"#VALUE!"},{"$error":"#N/A"},{"$error":"#VALUE!"},130.51915685508726]
[null,"Input parameters incomplete","Input parameters incomplete","Input parameters incomplete","Input parameters incomplete",70,8.358947802082535E-2,1.0589431566686764,{"$error":"#N/A"},2600,{"$error":"#N/A"},0.19083866452346582,0.08,0.93980880920691401,30,0.4358137100010317,0.65300737117881102,0,null,null,null,{"$error":"#N/A"},{"$error":"#VALUE!"},{"$error":"#VALUE!"},{"$error":"#N/A"},{"$error":"#VALUE!"},170.70284026767783]
[null,"Input parameters incomplete","Input parameters incomplete","Input parameters incomplete","Input parameters incomplete",70,6.2145271133868522E-2,1.0902025183467328,{"$error":"#N/A"},2600,{"$error":"#N/A"},0.12448185899367928,0.08,0.94516614827378076,30,0.43838197612828916,0.60273476271027382,0,null,null,null,{"$error":"#N/A"},{"$error":"#VALUE!"},{"$error":"#VALUE!"},{"$error":"#N/A"},{"$error":"#VALUE!"},135.82421277430967]
[null,"Input parameters incomplete","Input parameters incomplete","Input parameters incomplete","Input parameters incomplete",70,6.8905902750821216E-2,1.105460420985112,{"$error":"#N/A"},2600,{"$error":"#N/A"},0.1090410462622742,0.08,0.96442318758332912,30,0.47276968770238381,0.67041893951182208,0,null,null,null,{"$error":"#N/A"},{"$error":"#VALUE!"},{"$error":"#VALUE!"},{"$error":"#N/A"},{"$error":"#VALUE!"},283.07841890533706]
[null,"Input parameters incomplete","Input parameters incomplete","Input parameters incomplete","Input parameters incomplete",70,1.0744880560003382E-2,1.0915548607618886,{"$error":"#N/A"},2600,{"$error":"#N/A"},0.15246893707503989,0.08,0.93118055380598519,30,0.45000375619399241,0.70995630788559394,0,null,null,null,{"$error":"#N/A"},{"$error":"#VALUE!"},{"$error":"#VALUE!"},{"$error":"#N/A"},{"$error":"#VALUE!"},136.60136796578814]
[null,"Input parameters incomplete","Input parameters incomplete","Input parameters incomplete","Input parameters incomplete",70,9.5289582823600269E-2,1.0286663626878121,{"$error":"#N/A"},2600,{"$error":"#N/A"},0.12177501625095077,0.08,0.92767668625400579,30,0.43138330607886599,0.74003434121201916,0,null,null,null,{"$error":"#N/A"},{"$error":"#VALUE!"},{"$error":"#VALUE!"},{"$error":"#N/A"},{"$error":"#VALUE!"},263.65320560433332]
[null,"Input parameters incomplete","Input parameters incomplete","Input parameters incomplete","Input parameters incomplete",70,7.5682374646432696E-2,1.0140307449870116,{"$error":"#N/A"},2600,{"$error":"#N/A"},0.10797332721923578,0.08,0.97150129053416145,30,0.46706076683997566,0.65425524040566285,0,null,null,null,{"$error":"#N/A"},{"$error":"#VALUE!"},{"$error":"#VALUE!"},{"$error":"#N/A"},{"$error":"#VALUE!"},252.66943394155118]
[null,"Input parameters incomplete","Input parameters incomplete","Input parameters incomplete","Input parameters incomplete",70,7.1384620598645712E-2,1.0661470195392717,{"$error":"#N/A"},2600,{"$error":"#N/A"},0.1508291739740002,0.08,0.96191704375713749,30,0.47286281328659369,0.77254900091567136,0,null,null,null,{"$error":"#N/A"},{"$error":"#VALUE!"},{"$error":"#VALUE!"},{"$error":"#N/A"},{"$error":"#VALUE!"},264.97498937699828]
[null,"Input parameters incomplete","Input parameters incomplete","Input parameters incomplete","Input parameters incomplete",70,7.2916525713613456E-2,1.1114979330346118,{"$error":"#N/A"},2600,{"$error":"#N/A"},0.13018256893639663,0.08,0.93851708463806738,30,0.42491270885815047,0.74713209949320358,0,null,null,null,{"$error":"#N/A"},{"$error":"#VALUE!"},{"$error":"#VALUE!"},{"$error":"#N/A"},{"$error":"#VALUE!"},254.77688163656637]
[null,"Input parameters incomplete","Input parameters incomplete","Input parameters incomplete","Input parameters incomplete",70,5.9006696890349597E-2,1.0687223310760936,{"$error":"#N/A"},2600,{"$error":"#N/A"},8.3527516781442643E-2,0.08,0.97575446376213848,30,0.41771077731994188,0.72984489475694869,0,null,null,null,{"$error":"#N/A"},{"$error":"#VALUE!"},{"$error":"#VALUE!"},{"$error":"#N/A"},{"$error":"#VALUE!"},264.24865231024131]
[null,"Input parameters incomplete","Input parameters incomplete","Input parameters incomplete","Input parameters incomplete",70,9.5134187261836339E-2,1.0450464584483059,{"$error":"#N/A"},2600,{"$error":"#N/A"},9.8783427628040765E-2,0.08,0.94665136226483526,30,0.4929661383771945,0.77582130870147314,0,null,null,null,{"$error":"#N/A"},{"$error":"#VALUE!"},{"$error":"#VALUE!"},{"$error":"#N/A"},{"$error":"#VALUE!"},149.12558486953893]
[null,"Input parameters incomplete","Input parameters incomplete","Input parameters incomplete","Input parameters incomplete",70,8.0409740225785981E-2,1.1217320019689236,{"$error":"#N/A"},2600,{"$error":"#N/A"},0.14860360907091899,0.08,0.92427105645373897,30,0.4508116865147343,0.75425451423688161,0,null,null,null,{"$error":"#N/A"},{"$error":"#VALUE!"},{"$error":"#VALUE!"},{"$error":"#N/A"},{"$error":"#VALUE!"},210.53478942376807]
[null,"Input parameters incomplete","Input parameters incomplete","Input parameters incomplete","Input parameters incomplete",70,9.1836126422708941E-2,1.0396975934812889,{"$error":"#N/A"},2600,{"$error":"#N/A"},0.1346476440298266,0.08,0.91537157797842483,30,0.43430228340573873,0.7286105830072066,0,null,null,null,{"$error":"#N/A"},{"$error":"#VALUE!"},{"$error":"#VALUE!"},{"$error":"#N/A"},{"$error":"#VALUE!"},209.72292722425274]
[null,"Input parameters incomplete","Input parameters incomplete","Input parameters incomplete","Input parameters incomplete",70,4.797023926784999E-2,1.0778206703771245,{"$error":"#N/A"},2600,{"$error":"#N/A"},0.10018490709778477,0.08,0.93235596013249156,30,0.46741063476335959,0.7745825697774027,0,null,null,null,{"$error":"#N/A"},{"$error":"#VALUE!"},{"$error":"#VALUE!"},{"$error":"#N/A"},{"$error":"#VALUE!"},132.01347801462248]
[null,"Input parameters incomplete","Input parameters incomplete","Input parameters incomplete","Input parameters incomplete",70,6.4617871633242355E-2,1.1122137325367161,{"$error":"#N/A"},2600,{"$error":"#N/A"},9.9815705501734575E-2,0.08,0.94464291932830169,30,0.42181281355710087,0.78065522734329129,0,null,null,null,{"$error":"#N/A"},{"$error":"#VALUE!"},{"$error":"#VALUE!"},{"$error":"#N/A"},{"$error":"#VALUE!"},189.42954546496318]
[null,"Input parameters incomplete","Input parameters incomplete","Input parameters incomplete","Input parameters incomplete",70,4.7526344074619135E-2,1.036664474037623,{"$error":"#N/A"},2600,{"$error":"#N/A"},0.13879846580323252,0.08,0.98760440606773847,30,0.47262428612189267,0.77771157300793581,0,null,null,null,{"$error":"#N/A"},{"$error":"#VALUE!"},{"$error":"#VALUE!"},{"$error":"#N/A"},{"$error":"#VALUE!"},144.23894822124851]
[null,"Input parameters incomplete","Input parameters incomplete","Input parameters incomplete","Input parameters incomplete",70,5.7998105864849811E-2,1.0525996937380597,{"$error":"#N/A"},2600,{"$error":"#N/A"},8.8020058383139893E-2,0.08,0.96606105237683471,30,0.43467321546475679,0.79433603774207173,0,null,null,null,{"$error":"#N/A"},{"$error":"#VALUE!"},{"$error":"#VALUE!"},{"$error":"#N/A"},{"$error":"#VALUE!"},101.48407062625428]
[null,"Input parameters incomplete","Input parameters incomplete","Input parameters incomplete","Input parameters incomplete",70,9.9316010269529409E-2,1.0527853816376029,{"$error":"#N/A"},2600,{"$error":"#N/A"},0.10432522084497223,0.08,0.94209630880780915,30,0.44694630269455077,0.61835896803755597,0,null,null,null,{"$error":"#N/A"},{"$error":"#VALUE!"},{"$error":"#VALUE!"},{"$error":"#N/A"},{"$error":"#VALUE!"},162.32318817366743]
[null,"Input parameters incomplete","Input parameters incomplete","Input parameters incomplete","Input parameters incomplete",70,7.7092542406969042E-2,1.1204161986336842,{"$error":"#N/A"},2600,{"$error":"#N/A"},0.14137555906220292,0.08,0.93504017379928195,30,0.45871332055528097,0.65013316896167872,0,null,null,null,{"$error":"#N/A"},{"$error":"#VALUE!"},{"$error":"#VALUE!"},{"$error":"#N/A"},{"$error":"#VALUE!"},131.23109757695241]
[null,"Input parameters incomplete","Input parameters incomplete","Input parameters incomplete","Input parameters incomplete",70,5.067705037960659E-2,1.0915133197123028,{"$error":"#N/A"},2600,{"$error":"#N/A"},0.11866277892535407,0.08,0.94150571753869261,30,0.44678587516869206,0.76914569297001545,0,null,null,null,{"$error":"#N/A"},{"$error":"#VALUE!"},{"$error":"#VALUE!"},{"$error":"#N/A"},{"$error":"#VALUE!"},298.27894905914502]
[null,"Input parameters incomplete","Input parameters incomplete","Input parameters incomplete","Input parameters incomplete",70,7.0730194906152635E-2,1.0626393881986482,{"$error":"#N/A"},2600,{"$error":"#N/A"},0.19224407290417866,0.08,0.95256544388842046,30,0.49918357922554724,0.62291565780461511,0,null,null,null,{"$error":"#N/A"},{"$error":"#VALUE!"},{"$error":"#VALUE!"},{"$error":"#N/A"},{"$error":"#VALUE!"},259.56527326277921]
[null,"Input parameters incomplete","Input parameters incomplete","Input parameters incomplete","Input parameters incomplete",70,3.7858064007513445E-2,1.0802642557659476,{"$error":"#N/A"},2600,{"$error":"#N/A"},0.14239765609014343,0.08,0.97281844389214367,30,0.48452706956750158,0.64260181373413006,0,null,null,null,{"$error":"#N/A"},{"$error":"#VALUE!"},{"$error":"#VALUE!"},{"$error":"#N/A"},{"$error":"#VALUE!"},253.82343649467418]
[null,"Input parameters incomplete","Input parameters incomplete","Input parameters incomplete","Input parameters incomplete",70,7.8680926872383095E-2,1.1447357573796562,{"$error":"#N/A"},2600,{"$error":"#N/A"},0.19427008911070553,0.08,0.9733963066272775,30,0.43948554021773356,0.74750780068183575,0,null,null,null,{"$error":"#N/A"},{"$error":"#VALUE!"},{"$error":"#VALUE!"},{"$error":"#N/A"},{"$error":"#VALUE!"},282.34644663919357]
[null,"Input parameters incomplete","Input parameters incomplete","Input parameters incomplete","Input parameters incomplete",70,6.6496470966633775E-2,1.1119931701752044,{"$error":"#N/A"},2600,{"$error":"#N/A"},0.1152721668263452,0.08,0.9500330425115231,30,0.41455624864552382,0.69049138667002719,0,null,null,null,{"$error":"#N/A"},{"$error":"#VALUE!"},{"$error":"#VALUE!"},{"$error":"#N/A"},{"$error":"#VALUE!"},217.05188745903544]
[null,"Input parameters incomplete","Input parameters incomplete","Input parameters incomplete","Input parameters incomplete",70,7.1491654045158518E-2,1.1097737543823696,{"$error":"#N/A"},2600,{"$error":"#N/A"},0.19136759311095258,0.08,0.95909245524254139,30,0.41444366149350392,0.77362770130888714,0,null,null,null,{"$error":"#N/A"},{"$error":"#VALUE!"},{"$error":"#VALUE!"},{"$error":"#N/A"},{"$error":"#VALUE!"},236.44425482739277]
[null,"Input parameters incomplete","Input parameters incomplete","Input parameters incomplete","Input parameters incomplete",70,6.5570883866994306E-2,1.042517735680125,{"$error":"#N/A"},2600,{"$error":"#N/A"},9.9916159927179088E-2,0.08,0.98065627862605875,30,0.4851046280214143,0.7177503324322263,0,null,null,null,{"$error":"#N/A"},{"$error":"#VALUE!"},{"$error":"#VALUE!"},{"$error":"#N/A"},{"$error":"#VALUE!"},181.73091034263541]
[null,"Input parameters incomplete","Input parameters incomplete","Input parameters incomplete","Input parameters incomplete",70,6.536440680569755E-2,1.0434694998988576,{"$error":"#N/A"},2600,{"$error":"#N/A"},0.11204301856834489,0.08,0.98577836545159758,30,0.43400615944805732,0.66943762371052307,0,null,null,null,{"$error":"#N/A"},{"$error":"#VALUE!"},{"$error":"#VALUE!"},{"$error":"#N/A"},{"$error":"#VALUE!"},162.95203174703877]
[null,"Input parameters incomplete","Input parameters incomplete","Input parameters incomplete","Input parameters incomplete",70,6.4572633318008749E-2,1.0595723991525865,{"$error":"#N/A"},2600,{"$error":"#N/A"},0.14745491736350305,0.08,0.93711513055024576,30,0.48982504421838935,0.63010656676411236,0,null,null,null,{"$error":"#N/A"},{"$error":"#VALUE!"},{"$error":"#VALUE!"},{"$error":"#N/A"},{"$error":"#VALUE!"},170.79952983966626]
[null,"Input parameters incomplete","Input parameters incomplete","Input parameters incomplete","Input parameters incomplete",70,7.1270997905618277E-2,1.1366884219160418,{"$error":"#N/A"},2600,{"$error":"#N/A"},8.2754482991018938E-2,0.08,0.92281598320824321,30,0.43508507971635108,0.68261719018192302,0,null,null,null,{"$error":"#N/A"},{"$error":"#VALUE!"},{"$error":"#VALUE!"},{"$error":"#N/A"},{"$error":"#VALUE!"},187.63584981819372]
[null,"Input parameters incomplete","Input parameters incomplete","Input parameters incomplete","Input parameters incomplete",70,4.2988617219219566E-2,0.9948718213198412,{"$error":"#N/A"},2600,{"$error":"#N/A"},0.19551026971825308,0.08,0.95070757415304907,30,0.42085771665195409,0.66661757729629867,0,null,null,null,{"$error":"#N/A"},{"$error":"#VALUE!"},{"$error":"#VALUE!"},{"$error":"#N/A"},{"$error":"#VALUE!"},156.94570657424782]
[null,"Input parameters incomplete","Input parameters incomplete","Input parameters incomplete","Input parameters incomplete",70,5.2341643605767742E-2,1.0723409307848368,{"$error":"#N/A"},2600,{"$error":"#N/A"},0.1402920086768997,0.08,0.93743859267548957,30,0.40073076119638834,0.68122418238595783,0,null,null,null,{"$error":"#N/A"},{"$error":"#VALUE!"},{"$error":"#VALUE!"},{"$error":"#N/A"},{"$error":"#VALUE!"},133.94033840965793]
[null,"Input parameters incomplete","Input parameters incomplete","Input parameters incomplete","Input parameters incomplete",70,5.7568508701353716E-2,1.1068439965804537,{"$error":"#N/A"},2600,{"$error":"#N/A"},0.14022317514780233,0.08,0.92565597682337764,30,0.41466380197976893,0.69012345895004656,0,null,null,null,{"$error":"#N/A"},{"$error":"#VALUE!"},{"$error":"#VALUE!"},{"$error":"#N/A"},{"$error":"#VALUE!"},128.0334496643049]
[null,"Input parameters incomplete","Input parameters incomplete","Input parameters incomplete","Input parameters incomplete",70,7.1667365156910204E-2,1.0308312622433602,{"$error":"#N/A"},2600,{"$error":"#N/A"},0.12993531793761895,0.08,0.95139670116228992,30,0.44312896039770716,0.75443376941327089,0,null,null,null,{"$error":"#N/A"},{"$error":"#VALUE!"},{"$error":"#VALUE!"},{"$error":"#N/A"},{"$error":"#VALUE!"},233.86309993122413]
[null,"Input parameters incomplete","Input parameters incomplete","Input parameters incomplete","Input parameters incomplete",70,3.0894561723404962E-2,1.0153501683164199,{"$error":"#N/A"},2600,{"$error":"#N/A"},0.15985964381691178,0.08,0.92324683914553829,30,0.43871888846853602,0.70710458341145155,0,null,null,null,{"$error":"#N/A"},{"$error":"#VALUE!"},{"$error":"#VALUE!"},{"$error":"#N/A"},{"$error":"#VALUE!"},267.32341784300399]
[null,"Input parameters incomplete","Input parameters incomplete","Input parameters incomplete","Input parameters incomplete",70,5.7161631609536141E-2,1.089937836514443,{"$error":"#N/A"},2600,{"$error":"#N/A"},0.1246917883567899,0.08,0.95677077317304293,30,0.47856583711657219,0.7805320361595085,0,null,null,null,{"$error":"#N/A"},{"$error":"#VALUE!"},{"$error":"#VALUE!"},{"$error":"#N/A"},{"$error":"#VALUE!"},122.90341231688051]
[null,"Input parameters incomplete","Input parameters incomplete","Input parameters incomplete","Input parameters incomplete",70,6.0995481654789983E-2,1.0547426030084606,{"$error":"#N/A"},2600,{"$error":"#N/A"},0.16017691857967775,0.08,0.94512440562095257,30,0.46923581922136459,0.75467901846639596,0,null,null,null,{"$error":"#N/A"},{"$error":"#VALUE!"},{"$error":"#VALUE!"},{"$error":"#N/A"},{"$error":"#VALUE!"},245.70777798447619]
[null,"Input parameters incomplete","Input parameters incomplete","Input parameters incomplete","Input parameters incomplete",70,4.3753117551176654E-2,0.9954949175928397,{"$error":"#N/A"},2600,{"$error":"#N/A"},0.17752784218672896,0.08,0.95060322248699369,30,0.4876288932506222,0.70525473280578943,0,null,null,null,{"$error":"#N/A"},{"$error":"#VALUE!"},{"$error":"#VALUE!"},{"$error":"#N/A"},{"$error":"#VALUE!"},122.80917234338386]
[null,"Input parameters incomplete","Input parameters incomplete","Input parameters incomplete","Input parameters incomplete",70,2.9418660908858068E-2,1.0882333492928682,{"$error":"#N/A"},2600,{"$error":"#N/A"},0.19952467465746004,0.08,0.94659028738458195,30,0.42414626152576956,0.76208743617340691,0,null,null,null,{"$error":"#N/A"},{"$error":"#VALUE!"},{"$error":"#VALUE!"},{"$error":"#N/A"},{"$error":"#VALUE!"},161.92715373841096]
[null,"Input parameters incomplete","Input parameters incomplete","Input parameters incomplete","Input parameters incomplete",70,8.3090272513526769E-2,1.1075823306064323,{"$error":"#N/A"},2600,{"$error":"#N/A"},0.15823835897584237,0.08,0.95337944244411643,30,0.47410368799844865,0.63095906352120024,0,null,null,null,{"$error":"#N/A"},{"$error":"#VALUE!"},{"$error":"#VALUE!"},{"$error":"#N/A"},{"$error":"#VALUE!"},221.8269026984872]
[null,"Input parameters incomplete","Input parameters incomplete","Input parameters incomplete","Input parameters incomplete",70,5.4588638376223325E-2,1.1207403034615393,{"$error":"#N/A"},2600,{"$error":"#N/A"},0.11397390032085752,0.08,0.91983658316203409,30,0.44657868239873605,0.7467086363333505,0,null,null,null,{"$error":"#N/A"},{"$error":"#VALUE!"},{"$error":"#VALUE!"},{"$error":"#N/A"},{"$error":"#VALUE!"},188.21455590068345]
[null,"Input parameters incomplete","Input parameters incomplete","Input parameters incomplete","Input parameters incomplete",70,7.3025039821185925E-2,1.1382131681214442,{"$error":"#N/A"},2600,{"$error":"#N/A"},0.12818942370650591,0.08,0.92614796123028065,30,0.44741166930047915,0.71401235758598469,0,null,null,null,{"$error":"#N/A"},{"$error":"#VALUE!"},{"$error":"#VALUE!"},{"$error":"#N/A"},{"$error":"#VALUE!"},265.06193092244814]
[null,"Input parameters incomplete","Input parameters incomplete","Input parameters incomplete","Input parameters incomplete",70,4.5469268824577525E-2,1.0981153117964757,{"$error":"#N/A"},2600,{"$error":"#N/A"},9.6113365124332995E-2,0.08,0.93111939068371552,30,0.48877259299128106,0.70366398721518353,0,null,null,null,{"$error":"#N/A"},{"$error":"#VALUE!"},{"$error":"#VALUE!"},{"$error":"#N/A"},{"$error":"#VALUE!"},293.85300583447497]
[null,"Input parameters incomplete","Input parameters incomplete","Input parameters incomplete","Input parameters incomplete",70,6.1369348185043172E-2,1.1298433527952123,{"$error":"#N/A"},2600,{"$error":"#N/A"},0.11453974605770659,0.08,0.95343615581522001,30,0.49317517988739684,0.63561049062635244,0,null,null,null,{"$error":"#N/A"},{"$error":"#VALUE!"},{"$error":"#VALUE!"},{"$error":"#N/A"},{"$error":"#VALUE!"},116.58477158243926]
[null,"Input parameters incomplete","Input parameters incomplete","Input parameters incomplete","Input parameters incomplete",70,6.6719504725017309E-2,0.99761712706685157,{"$error":"#N/A"},2600,{"$error":"#N/A"},0.15374459634869897,0.08,0.92801679617888189,30,0.41211321358608716,0.79796448538687659,0,null,null,null,{"$error":"#N/A"},{"$error":"#VALUE!"},{"$error":"#VALUE!"},{"$error":"#N/A"},{"$error":"#VALUE!"},110.58507430588902]
[null,"Input parameters incomplete","Input parameters incomplete","Input parameters incomplete","Input parameters incomplete",70,5.3637427489551553E-2,1.0806827489726005,{"$error":"#N/A"},2600,{"$error":"#N/A"},8.9434927176228196E-2,0.08,0.9083070340135595,30,0.42671297200625646,0.62897571671076258,0,null,null,null,{"$error":"#N/A"},{"$error":"#VALUE!"},{"$error":"#VALUE!"},{"$error":"#N/A"},{"$error":"#VALUE!"},146.28282905731018]
[null,"Input parameters incomplete","Input parameters incomplete","Input parameters incomplete","Input parameters incomplete",70,7.1367983926889478E-2,1.0107343700270144,{"$error":"#N/A"},2600,{"$error":"#N/A"},0.10400746980467834,0.08,0.97082613530119988,30,0.40199931849385362,0.71192748027499775,0,null,null,null,{"$error":"#N/A"},{"$error":"#VALUE!"},{"$error":"#VALUE!"},{"$error":"#N/A"},{"$error":"#VALUE!"},228.87031950110884]
[null,"Input parameters incomplete","Input parameters incomplete","Input parameters incomplete","Input parameters incomplete",70,6.4039750239453824E-2,1.0177290932951575,{"$error":"#N/A"},2600,{"$error":"#N/A"},0.16692106228147946,0.08,0.96544094356835675,30,0.4934850678311602,0.71244385234456487,0,null,null,null,{"$error":"#N/A"},{"$error":"#VALUE!"},{"$error":"#VALUE!"},{"$error":"#N/A"},{"$error":"#VALUE!"},173.92175008627444]
[null,"Input parameters incomplete","Input parameters incomplete","Input parameters incomplete","Input parameters incomplete",70,7.5959180407653773E-2,1.0289218833753138,{"$error":"#N/A"},2600,{"$error":"#N/A"},9.6782889059714161E-2,0.08,0.94826689880744686,30,0.45855898431996789,0.76438138868716654,0,null,null,null,{"$error":"#N/A"},{"$error":"#VALUE!"},{"$error":"#VALUE!"},{"$error":"#N/A"},{"$error":"#VALUE!"},224.27592427942787]
[null,"Input parameters incomplete","Input parameters incomplete","Input parameters incomplete","Input parameters incomplete",70,6.4656489084643998E-2,1.0245298355915233,{"$error":"#N/A"},2600,{"$error":"#N/A"},9.0343241235478461E-2,0.08,0.90841443956176882,30,0.42913088298363578,0.69316464117351195,0,null,null,null,{"$error":"#N/A"},{"$error":"#VALUE!"},{"$error":"#VALUE!"},{"$error":"#N/A"},{"$error":"#VALUE!"},292.70094397839887]
[null,"Input parameters incomplete","Input parameters incomplete","Input parameters incomplete","Input parameters incomplete",70,7.5576301806335178E-2,1.1076208417752,{"$error":"#N/A"},2600,{"$error":"#N/A"},0.16170061306181527,0.08,0.96356928852881563,30,0.41153682960712296,0.74709270525317772,0,null,null,null,{"$error":"#N/A"},{"$error":"#VALUE!"},{"$error":"#VALUE!"},{"$error":"#N/A"},{"$error":"#VALUE!"},229.00793065465234]
[null,"Input parameters incomplete","Input parameters incomplete","Input parameters incomplete","Input parameters incomplete",70,6.8491151631793173E-2,1.0267072671941684,{"$error":"#N/A"},2600,{"$error":"#N/A"},0.12803746021884538,0.08,0.9249389220186286,30,0.45424666786891982,0.66353772593613181,0,null,null,null,{"$error":"#N/A"},{"$error":"#VALUE!"},{"$error":"#VALUE!"},{"$error":"#N/A"},{"$error":"#VALUE!"},188.64741229071163]
[null,"Input parameters incomplete","Input parameters incomplete","Input parameters incomplete","Input parameters incomplete",70,9.9833349096012325E-2,1.1509261902013044,{"$error":"#N/A"},2600,{"$error":"#N/A"},0.16829814836674084,0.08,0.97801886543731109,30,0.44309616525242468,0.77924385956060993,0,null,null,null,{"$error":"#N/A"},{"$error":"#VALUE!"},{"$error":"#VALUE!"},{"$error":"#N/A"},{"$error":"#VALUE!"},144.54577516968308]
[null,"Input parameters incomplete","Input parameters incomplete","Input parameters incomplete","Input parameters incomplete",70,9.6182042553324215E-2,1.0264876665854854,{"$error":"#N/A"},2600,{"$error":"#N/A"},0.14283181929081767,0.08,0.93918385182323794,30,0.45999366304613692,0.7260651285815054,0,null,null,null,{"$error":"#N/A"},{"$error":"#VALUE!"},{"$error":"#VALUE!"},{"$error":"#N/A"},{"$error":"#VALUE!"},173.14865268832409]
[null,"Input parameters incomplete","Input parameters incomplete","Input parameters incomplete","Input parameters incomplete",70,5.4400549247929045E-2,1.1140844446999212,{"$error":"#N/A"},2600,{"$error":"#N/A"},0.10893725386542388,0.08,0.90561265398572066,30,0.41790721836515432,0.74982702647770516,0,null,null,null,{"$error":"#N/A"},{"$error":"#VALUE!"},{"$error":"#VALUE!"},{"$error":"#N/A"},{"$error":"#VALUE!"},143.99639359412205]
[null,"Input parameters incomplete","Input parameters incomplete","Input parameters incomplete","Input parameters incomplete",70,5.3750198502330329E-2,1.102635874700808,{"$error":"#N/A"},2600,{"$error":"#N/A"},0.11175359416562211,0.08,0.93456911921943164,30,0.41712082324567412,0.65734094760622874,0,null,null,null,{"$error":"#N/A"},{"$error":"#VALUE!"},{"$error":"#VALUE!"},{"$error":"#N/A"},{"$error":"#VALUE!"},268.05180995078882]
[null,"Input parameters incomplete","Input parameters incomplete","Input parameters incomplete","Input parameters incomplete",70,9.1887043767546361E-2,1.0508311649592506,{"$error":"#N/A"},2600,{"$error":"#N/A"},0.10074898671579995,0.08,0.91935731668948861,30,0.43705769226061875,0.68951043296640602,0,null,null,null,{"$error":"#N/A"},{"$error":"#VALUE!"},{"$error":"#VALUE!"},{"$error":"#N/A"},{"$error":"#VALUE!"},202.85724185724445]
[null,"Input parameters incomplete","Input parameters incomplete","Input parameters incomplete","Input parameters incomplete",70,6.9520642230254601E-2,1.0409953207289468,{"$error":"#N/A"},2600,{"$error":"#N/A"},0.19882740018195244,0.08,0.93399961223438166,30,0.44957115619371824,0.64595763716575771,0,null,null,null,{"$error":"#N/A"},{"$error":"#VALUE!"},{"$error":"#VALUE!"},{"$error":"#N/A"},{"$error":"#VALUE!"},146.93839927002801]
[null,"Input parameters incomplete","Input parameters incomplete","Input parameters incomplete","Input parameters incomplete",70,5.2456414628535564E-2,1.0625743575063833,{"$error":"#N/A"},2600,{"$error":"#N/A"},0.18505253531598964,0.08,0.95988536260805291,30,0.42870940689433079,0.71403854896031715,0,null,null,null,{"$error":"#N/A"},{"$error":"#VALUE!"},{"$error":"#VALUE!"},{"$error":"#N/A"},{"$error":"#VALUE!"},131.72490927163099]
[null,"Input parameters incomplete","Input parameters incomplete","Input parameters incomplete","Input parameters incomplete",70,4.8397333313199259E-2,1.0813309640202262,{"$error":"#N/A"},2600,{"$error":"#N/A"},0.13490340207755416,0.08,0.93280649744192057,30,0.40171191395053274,0.71094639669452353,0,null,null,null,{"$error":"#N/A"},{"$error":"#VALUE!"},{"$error":"#VALUE!"},{"$error":"#N/A"},{"$error":"#VALUE!"},207.60512246092458]
[null,"Input parameters incomplete","Input parameters incomplete","Input parameters incomplete","Input parameters incomplete",70,7.8519341401442344E-2,1.0624243002899942,{"$error":"#N/A"},2600,{"$error":"#N/A"},0.10555450727926255,0.08,0.98069560059438532,30,0.47876060630452705,0.67713717294570697,0,null,null,null,{"$error":"#N/A"},{"$error":"#VALUE!"},{"$error":"#VALUE!"},{"$error":"#N/A"},{"$error":"#VALUE!"},141.25725003939993]
[null,"Input parameters incomplete","Input parameters incomplete","Input parameters incomplete","Input parameters incomplete",70,5.1281321625179677E-2,1.0041330055414128,{"$error":"#N/A"},2600,{"$error":"#N/A"},0.17760948202417418,0.08,0.97485378085055641,30,0.44356793435366842,0.79506666614514709,0,null,null,null,{"$error":"#N/A"},{"$error":"#VALUE!"},{"$error":"#VALUE!"},{"$error":"#N/A"},{"$error":"#VALUE!"},187.54121677032947]
[null,"Input parameters incomplete","Input parameters incomplete","Input parameters incomplete","Input parameters incomplete",70,9.7821962240842761E-2,1.1210428327119704,{"$error":"#N/A"},2600,{"$error":"#N/A"},9.2678943355740201E-2,0.08,0.94063597242152963,30,0.42337460149009515,0.74079372926383535,0,null,null,null,{"$error":"#N/A"},{"$error":"#VALUE!"},{"$error":"#VALUE!"},{"$error":"#N/A"},{"$error":"#VALUE!"},186.13511509305678]
[null,"Input parameters incomplete","Input parameters incomplete","Input parameters incomplete","Input parameters incomplete",70,9.0687187170622671E-2,1.1306121463469558,{"$error":"#N/A"},2600,{"$error":"#N/A"},0.14646823562567579,0.08,0.94575437225482906,30,0.43415340790615814,0.72445287230678124,0,null,null,null,{"$error":"#N/A"},{"$error":"#VALUE!"},{"$error":"#VALUE!"},{"$error":"#N/A"},{"$error":"#VALUE!"},186.01391393148791]
[null,"Input parameters incomplete","Input parameters incomplete","Input parameters incomplete","Input parameters incomplete",70,6.9122615013717442E-2,1.0345339894248875,{"$error":"#N/A"},2600,{"$error":"#N/A"},0.122133227423005,0.08,0.93627817757428278,30,0.41965292514704938,0.67514960407451741,0,null,null,null,{"$error":"#N/A"},{"$error":"#VALUE!"},{"$error":"#VALUE!"},{"$error":"#N/A"},{"$error":"#VALUE!"},133.59981986301369]
[null,"Input parameters incomplete","Input parameters incomplete","Input parameters incomplete","Input parameters incomplete",70,6.575147119918337E-2,1.0415681911279355,{"$error":"#N/A"},2600,{"$error":"#N/A"},0.12247878670054088,0.08,0.93902664220139753,30,0.40998757484514997,0.62957846615336133,0,null,null,null,{"$error":"#N/A"},{"$error":"#VALUE!"},{"$error":"#VALUE!"},{"$error":"#N/A"},{"$error":"#VALUE!"},121.18209003968671]
[null,"Input parameters incomplete","Input parameters incomplete","Input parameters incomplete","Input parameters incomplete",70,5.6659427350478783E-2,1.0265040511102372,{"$error":"#N/A"},2600,{"$error":"#N/A"},0.17496094426027564,0.08,0.94731275335002885,30,0.44488560155716345,0.67305192021035976,0,null,null,null,{"$error":"#N/A"},{"$error":"#VALUE!"},{"$error":"#VALUE!"},{"$error":"#N/A"},{"$error":"#VALUE!"},182.21844210874036]
[null,"Input parameters incomplete","Input parameters incomplete","Input parameters incomplete","Input parameters incomplete",70,5.3688580636642919E-2,1.1294529682381542,{"$error":"#N/A"},2600,{"$error":"#N/A"},0.14793444234708283,0.08,0.94771077561421235,30,0.48617333595417439,0.70761692244820584,0,null,null,null,{"$error":"#N/A"},{"$error":"#VALUE!"},{"$error":"#VALUE!"},{"$error":"#N/A"},{"$error":"#VALUE!"},214.68072610307397]
[null,"Input parameters incomplete","Input parameters incomplete","Input parameters incomplete","Input parameters incomplete",70,6.6397508231682695E-2,1.114216564294884,{"$error":"#N/A"},2600,{"$error":"#N/A"},0.15506946866886875,0.08,0.94935749208939058,30,0.47006400486017513,0.63182647079762677,0,null,null,null,{"$error":"#N/A"},{"$error":"#VALUE!"},{"$error":"#VALUE!"},{"$error":"#N/A"},{"$error":"#VALUE!"},117.27747826469488]
[null,"Input parameters incomplete","Input parameters incomplete","Input parameters incomplete","Input parameters incomplete",70,7.3242740341825513E-2,1.069298431209581,{"$error":"#N/A"},2600,{"$error":"#N/A"},8.5333980992808769E-2,0.08,0.94921716698468583,30,0.45616626011806061,0.79088782647224509,0,null,null,null,{"$error":"#N/A"},{"$error":"#VALUE!"},{"$error":"#VALUE!"},{"$error":"#N/A"},{"$error":"#VALUE!"},166.96990152709805]
[null,"Input parameters incomplete","Input parameters incomplete","Input parameters incomplete","Input parameters incomplete",70,3.7241291933194309E-2,1.0609425231041987,{"$error":"#N/A"},2600,{"$error":"#N/A"},0.1650400263337371,0.08,0.93930718184558004,30,0.49947849198650435,0.61980502578239538,0,null,null,null,{"$error":"#N/A"},{"$error":"#VALUE!"},{"$error":"#VALUE!"},{"$error":"#N/A"},{"$error":"#VALUE!"},271.47944201945575]
[null,"Input parameters incomplete","Input parameters incomplete","Input parameters incomplete","Input parameters incomplete",70,6.1104981617273693E-2,1.0436478596926848,{"$error":"#N/A"},2600,{"$error":"#N/A"},0.19701179842490707,0.08,0.94423377319709489,30,0.43848053988150598,0.79787331931823535,0,null,null,null,{"$error":"#N/A"},{"$error":"#VALUE!"},{"$error":"#VALUE!"},{"$error":"#N/A"},{"$error":"#VALUE!"},259.52722188410866]
[null,"Input parameters incomplete","Input parameters incomplete","Input parameters incomplete","Input parameters incomplete",70,7.0117800868222224E-2,1.0526067994858221,{"$error":"#N/A"},2600,{"$error":"#N/A"},0.17290176157705037,0.08,0.9355112310585183,30,0.41234114917118914,0.69990267754756896,0,null,null,null,{"$error":"#N/A"},{"$error":"#VALUE!"},{"$error":"#VALUE!"},{"$error":"#N/A"},{"$error":"#VALUE!"},237.15483513896515]
[null,"Input parameters incomplete","Input parameters incomplete","Input parameters incomplete","Input parameters incomplete",70,4.810468659087614E-2,1.0636411476011474,{"$error":"#N/A"},2600,{"$error":"#N/A"},0.17042244507900534,0.08,0.95056144942870135,30,0.41724717290490987,0.79249185726162552,0,null,null,null,{"$error":"#N/A"},{"$error":"#VALUE!"},{"$error":"#VALUE!"},{"$error":"#N/A"},{"$error":"#VALUE!"},174.06668273457569]
[null,"Input parameters incomplete","Input parameters incomplete","Input parameters incomplete","Input parameters incomplete",70,7.1268570742936105E-2,1.012034964709567,{"$error":"#N/A"},2600,{"$error":"#N/A"},0.12037841769113955,0.08,0.95858879095865146,30,0.46333468055769855,0.63360133551313536,0,null,null,null,{"$error":"#N/A"},{"$error":"#VALUE!"},{"$error":"#VALUE!"},{"$error":"#N/A"},{"$error":"#VALUE!"},125.37346570611994]
[null,"Input parameters incomplete","Input parameters incomplete","Input parameters incomplete","Input parameters incomplete",70,7.3418661319711587E-2,1.0687326373081056,{"$error":"#N/A"},2600,{"$error":"#N/A"},9.5663400893775091E-2,0.08,0.96699054077009006,30,0.4525270298183981,0.68662501688148703,0,null,null,null,{"$error":"#N/A"},{"$error":"#VALUE!"},{"$error":"#VALUE!"},{"$error":"#N/A"},{"$error":"#VALUE!"},115.92541804616752]
[null,"Input parameters incomplete","Input parameters incomplete","Input parameters incomplete","Input parameters incomplete",70,3.5405525705892407E-2,1.1205458599466827,{"$error":"#N/A"},2600,{"$error":"#N/A"},0.17603776004389454,0.08,0.97349345719670433,30,0.44594844044481258,0.79000675348609606,0,null,null,null,{"$error":"#N/A"},{"$error":"#VALUE!"},{"$error":"#VALUE!"},{"$error":"#N/A"},{"$error":"#VALUE!"},260.15876466432212]
[null,"Input parameters incomplete","Input parameters incomplete","Input parameters incomplete","Input parameters incomplete",70,5.0020999849380632E-2,1.1156550453735186,{"$error":"#N/A"},2600,{"$error":"#N/A"},0.15246507963401909,0.08,0.94184290731551568,30,0.40057628831508041,0.63552603867056801,0,null,null,null,{"$error":"#N/A"},{"$error":"#VALUE!"},{"$error":"#VALUE!"},{"$error":"#N/A"},{"$error":"#VALUE!"},131.48500810303901]
[null,"Input parameters incomplete","Input parameters incomplete","Input parameters incomplete","Input parameters incomplete",70,7.3427657953519021E-2,1.0762583554060876,{"$error":"#N/A"},2600,{"$error":"#N/A"},8.5762062232570394E-2,0.08,0.96521893624726929,30,0.46850876399709473,0.60853746952813215,0,null,null,null,{"$error":"#N/A"},{"$error":"#VALUE!"},{"$error":"#VALUE!"},{"$error":"#N/A"},{"$error":"#VALUE!"},309.70323682327023]
[null,"Input parameters incomplete","Input parameters incomplete","Input parameters incomplete","Input parameters incomplete",70,5.7702464751833098E-2,1.0585092002338803,{"$error":"#N/A"},2600,{"$error":"#N/A"},8.7632543180426611E-2,0.08,0.96743421203197866,30,0.47318858381774032,0.71108394517318096,0,null,null,null,{"$error":"#N/A"},{"$error":"#VALUE!"},{"$error":"#VALUE!"},{"$error":"#N/A"},{"$error":"#VALUE!"},122.96415177530496]
[null,"Input parameters incomplete","Input parameters incomplete","Input parameters incomplete","Input parameters incomplete",70,4.9189397162335086E-2,1.0694509929250269,{"$error":"#N/A"},2600,{"$error":"#N/A"},0.12073676024448608,0.08,0.95176215978240175,30,0.41031249240585321,0.66892673692184834,0,null,null,null,{"$error":"#N/A"},{"$error":"#VALUE!"},{"$error":"#VALUE!"},{"$error":"#N/A"},{"$error":"#VALUE!"},211.46092553470419]
[null,"Input parameters incomplete","Input parameters incomplete","Input parameters incomplete","Input parameters incomplete",70,6.3345830152271257E-2,1.0981128666045612,{"$error":"#N/A"},2600,{"$error":"#N/A"},9.1611058554937147E-2,0.08,0.94169595744126522,30,0.45194958688842735,0.77442965721690393,0,null,null,null,{"$error":"#N/A"},{"$error":"#VALUE!"},{"$error":"#VALUE!"},{"$error":"#N/A"},{"$error":"#VALUE!"},193.95294280480678]
[null,"Input parameters incomplete","Input parameters incomplete","Input parameters incomplete","Input parameters incomplete",70,8.8114167663278134E-2,1.1218344040044927,{"$error":"#N/A"},2600,{"$error":"#N/A"},0.19665505318470772,0.08,0.92934216078065957,30,0.48614875049132505,0.67139574125281931,0,null,null,null,{"$error":"#N/A"},{"$error":"#VALUE!"},{"$error":"#VALUE!"},{"$error":"#N/A"},{"$error":"#VALUE!"},230.96832931841098]
[null,"Input parameters incomplete","Input parameters incomplete","Input parameters incomplete","Input parameters incomplete",70,5.3883409014726581E-2,1.0518274029164221,{"$error":"#N/A"},2600,{"$error":"#N/A"},0.14381382995072162,0.08,0.94211300489074112,30,0.45612972843547372,0.77569320382209672,0,null,null,null,{"$error":"#N/A"},{"$error":"#VALUE!"},{"$error":"#VALUE!"},{"$error":"#N/A"},{"$error":"#VALUE!"},262.43703769697612]
[null,"Input parameters incomplete","Input parameters incomplete","Input parameters incomplete","Input parameters incomplete",70,7.7101124632961635E-2,1.0201715753955429,{"$error":"#N/A"},2600,{"$error":"#N/A"},0.11508542787120518,0.08,0.97342650521691676,30,0.45657757521544484,0.63479906275801512,0,null,null,null,{"$error":"#N/A"},{"$error":"#VALUE!"},{"$error":"#VALUE!"},{"$error":"#N/A"},{"$error":"#VALUE!"},114.6507396288274]
[null,"Input parameters incomplete","Input parameters incomplete","Input parameters incomplete","Input parameters incomplete",70,3.330296124930246E-2,1.1522475358604343,{"$error":"#N/A"},2600,{"$error":"#N/A"},0.13438555588952045,0.08,0.94064574002988666,30,0.40268081840756792,0.7837108089723992,0,null,null,null,{"$error":"#N/A"},{"$error":"#VALUE!"},{"$error":"#VALUE!"},{"$error":"#N/A"},{"$error":"#VALUE!"},133.98344378847278]
[null,"Input parameters incomplete","Input parameters incomplete","Input parameters incomplete","Input parameters incomplete",70,7.0799697644869417E-2,1.0768737304474862,{"$error":"#N/A"},2600,{"$error":"#N/A"},0.14338108501486771,0.08,0.9434448937229899,30,0.48345139189250003,0.76525116433725437,0,null,null,null,{"$error":"#N/A"},{"$error":"#VALUE!"},{"$error":"#VALUE!"},{"$error":"#N/A"},{"$error":"#VALUE!"},194.17064323733874]
[null,"Input parameters incomplete","Input parameters incomplete","Input parameters incomplete","Input parameters incomplete",70,5.0152287818508196E-2,1.0449592143640518,{"$error":"#N/A"},2600,{"$error":"#N/A"},0.13516670151940127,0.08,0.9532436254342338,30,0.47297932312743707,0.743104723862276,0,null,null,null,{"$error":"#N/A"},{"$error":"#VALUE!"},{"$error":"#VALUE!"},{"$error":"#N/A"},{"$error":"#VALUE!"},215.09334891745129]
[null,"Input parameters incomplete","Input parameters incomplete","Input parameters incomplete","Input parameters incomplete",70,7.3058934205558812E-2,1.0084784522587846,{"$error":"#N/A"},2600,{"$error":"#N/A"},0.12239294252892362,0.08,0.94320159929347835,30,0.47564949388213201,0.66186023671654926,0,null,null,null,{"$error":"#N/A"},{"$error":"#VALUE!"},{"$error":"#VALUE!"},{"$error":"#N/A"},{"$error":"#VALUE!"},271.18759574618906]
[null,"Input parameters incomplete","Input parameters incomplete","Input parameters incomplete","Input parameters incomplete",70,1.9907425615584229E-2,1.1187769041423909,{"$error":"#N/A"},2600,{"$error":"#N/A"},0.12547688192791431,0.08,0.97877810985319369,30,0.41493029629536504,0.68049402161285732,0,null,null,null,{"$error":"#N/A"},{"$error":"#VALUE!"},{"$error":"#VALUE!"},{"$error":"#N/A"},{"$error":"#VALUE!"},204.0893813762556]
[null,"Input parameters incomplete","Input parameters incomplete","Input parameters incomplete","Input parameters incomplete",70,4.5810359145223245E-2,1.047004507904612,{"$error":"#N/A"},2600,{"$error":"#N/A"},8.8735873027017437E-2,0.08,0.96241557574571546,30,0.47376067749330247,0.67133828100476989,0,null,null,null,{"$error":"#N/A"},{"$error":"#VALUE!"},{"$error":"#VALUE!"},{"$error":"#N/A"},{"$error":"#VALUE!"},182.34162457324302]
[null,"Input parameters incomplete","Input parameters incomplete","Input parameters incomplete","Input parameters incomplete",70,6.666554231381619E-2,1.0991618116437629,{"$error":"#N/A"},2600,{"$error":"#N/A"},0.11346642051519237,0.08,0.98211688054800939,30,0.4478955902406081,0.64926844511105719,0,null,null,null,{"$error":"#N/A"},{"$error":"#VALUE!"},{"$error":"#VALUE!"},{"$error":"#N/A"},{"$error":"#VALUE!"},203.82389026193053]
[null,"Input parameters incomplete","Input parameters incomplete","Input parameters incomplete","Input parameters incomplete",70,1.3431900941289106E-2,1.0849607089785953,{"$error":"#N/A"},2600,{"$error":"#N/A"},0.16142462024491405,0.08,0.92715213571712884,30,0.43630909784379523,0.67685946560217214,0,null,null,null,{"$error":"#N/A"},{"$error":"#VALUE!"},{"$error":"#VALUE!"},{"$error":"#N/A"},{"$error":"#VALUE!"},117.88999928139006]
[null,"Input parameters incomplete","Input parameters incomplete","Input parameters incomplete","Input parameters incomplete",70,1.1294479835959784E-2,1.0587543543812235,{"$error":"#N/A"},2600,{"$error":"#N/A"},0.11007797347320324,0.08,0.94819737366154055,30,0.47961173076758384,0.75310641486034446,0,null,null,null,{"$error":"#N/A"},{"$error":"#VALUE!"},{"$error":"#VALUE!"},{"$error":"#N/A"},{"$error":"#VALUE!"},234.33878454225623]
[null,"Input parameters incomplete","Input parameters incomplete","Input parameters incomplete","Input parameters incomplete",70,7.4773142960717964E-2,1.0141135067470035,{"$error":"#N/A"},2600,{"$error":"#N/A"},0.1965095250644433,0.08,0.9505844718946207,30,0.48661140533455266,0.67095948011198614,0,null,null,null,{"$error":"#N/A"},{"$error":"#VALUE!"},{"$error":"#VALUE!"},{"$error":"#N/A"},{"$error":"#VALUE!"},235.7886202896573]
[null,"Input parameters incomplete","Input parameters incomplete","Input parameters incomplete","Input parameters incomplete",70,6.2960808324309836E-2,1.0677669889518657,{"$error":"#N/A"},2600,{"$error":"#N/A"},0.119411678159831,0.08,0.9192031162763884,30,0.41067540629554206,0.68864416070357137,0,null,null,null,{"$error":"#N/A"},{"$error":"#VALUE!"},{"$error":"#VALUE!"},{"$error":"#N/A"},{"$error":"#VALUE!"},198.44753341368065]
[null,"Input parameters incomplete","Input parameters incomplete","Input parameters incomplete","Input parameters incomplete",70,3.5413038718736814E-2,1.0159749948679604,{"$error":"#N/A"},2600,{"$error":"#N/A"},0.11124060107394994,0.08,0.97963417029407418,30,0.4361713665950267,0.77207795961010017,0,null,null,null,{"$error":"#N/A"},{"$error":"#VALUE!"},{"$error":"#VALUE!"},{"$error":"#N/A"},{"$error":"#VALUE!"},261.42954983518689]
[null,"Input parameters incomplete","Input parameters incomplete","Input parameters incomplete","Input parameters incomplete",70,6.6594943779243645E-2,1.0435326286351125,{"$error":"#N/A"},2600,{"$error":"#N/A"},0.18278900825560124,0.08,0.95086204603515345,30,0.46351119258154161,0.67351681976960565,0,null,null,null,{"$error":"#N/A"},{"$error":"#VALUE!"},{"$error":"#VALUE!"},{"$error":"#N/A"},{"$error":"#VALUE!"},213.30282230801379]
[null,"Input parameters incomplete","Input parameters incomplete","Input parameters incomplete","Input parameters incomplete",70,4.632201803152651E-2,1.0682430094390558,{"$error":"#N/A"},2600,{"$error":"#N/A"},0.15046061666664118,0.08,0.94301029420111826,30,0.41830817280815369,0.62867405247122587,0,null,null,null,{"$error":"#N/A"},{"$error":"#VALUE!"},{"$error":"#VALUE!"},{"$error":"#N/A"},{"$error":"#VALUE!"},153.46386456768525]
[null,"Input parameters incomplete","Input parameters incomplete","Input parameters incomplete","Input parameters incomplete",70,2.0613421595084551E-2,1.0947899173541653,{"$error":"#N/A"},2600,{"$error":"#N/A"},0.12818791141016989,0.08,0.97338329191450179,30,0.42546127484349416,0.61373112188655632,0,null,null,null,{"$error":"#N/A"},{"$error":"#VALUE!"},{"$error":"#VALUE!"},{"$error":"#N/A"},{"$error":"#VALUE!"},236.64310196267775]
[null,"Input parameters incomplete","Input parameters incomplete","Input parameters incomplete","Input parameters incomplete",70,4.4553832889991096E-2,1.0927877534301036,{"$error":"#N/A"},2600,{"$error":"#N/A"},0.15380702564721399,0.08,0.93386769425788629,30,0.47905068184892086,0.69218576706043611,0,null,null,null,{"$error":"#N/A"},{"$error":"#VALUE!"},{"$error":"#VALUE!"},{"$error":"#N/A"},{"$error":"#VALUE!"},240.71101399029038]
[null,"Input parameters incomplete","Input parameters incomplete","Input parameters incomplete","Input parameters incomplete",70,6.439484678015224E-2,1.1180778114398646,{"$error":"#N/A"},2600,{"$error":"#N/A"},0.16504131529834237,0.08,0.96150506197182628,30,0.40734560333730685,0.7414794176964139,0,null,null,null,{"$error":"#N/A"},{"$error":"#VALUE!"},{"$error":"#VALUE!"},{"$error":"#N/A"},{"$error":"#VALUE!"},207.84964357599196]
[null,"Input parameters incomplete","Input parameters incomplete","Input parameters incomplete","Input parameters incomplete",70,5.3216148500019433E-2,1.0421694891116355,{"$error":"#N/A"},2600,{"$error":"#N/A"},0.13467144001785761,0.08,0.94043437162298904,30,0.48574323019536669,0.74268596500820094,0,null,null,null,{"$error":"#N/A"},{"$error":"#VALUE!"},{"$error":"#VALUE!"},{"$error":"#N/A"},{"$error":"#VALUE!"},180.54567716162228]
[null,"Input parameters incomplete","Input parameters incomplete","Input parameters incomplete","Input parameters incomplete",70,2.2160978997854297E-2,1.0738425451311815,{"$error":"#N/A"},2600,{"$error":"#N/A"},0.17593189353873301,0.08,0.93266304430112235,30,0.48112568645567511,0.64727507001570272,0,null,null,null,{"$error":"#N/A"},{"$error":"#VALUE!"},{"$error":"#VALUE!"},{"$error":"#N/A"},{"$error":"#VALUE!"},216.7455366709452]
[null,"Input parameters incomplete","Input parameters incomplete","Input parameters incomplete","Input parameters incomplete",70,8.2549062846523052E-2,1.0714125207335319,{"$error":"#N/A"},2600,{"$error":"#N/A"},0.17677082727391752,0.08,0.9709013237282863,30,0.49203451642573226,0.73461449460954586,0,null,null,null,{"$error":"#N/A"},{"$error":"#VALUE!"},{"$error":"#VALUE!"},{"$error":"#N/A"},{"$error":"#VALUE!"},235.44101940303744]
[null,"Input parameters incomplete","Input parameters incomplete","Input parameters incomplete","Input parameters incomplete",70,6.8094506010829808E-2,1.0518463428191671,{"$error":"#N/A"},2600,{"$error":"#N/A"},0.16333473273622923,0.08,0.95778391306898703,30,0.45233240181246698,0.77591424036486656,0,null,null,null,{"$error":"#N/A"},{"$error":"#VALUE!"},{"$error":"#VALUE!"},{"$error":"#N/A"},{"$error":"#VALUE!"},143.42200443721777]
[null,"Input parameters incomplete","Input parameters incomplete","Input parameters incomplete","Input parameters incomplete",70,7.1990852152016449E-2,1.0281933925798863,{"$error":"#N/A"},2600,{"$error":"#N/A"},0.10151794637289965,0.08,0.95485706473568699,30,0.41045492731729216,0.79729814520901998,0,null,null,null,{"$error":"#N/A"},{"$error":"#VALUE!"},{"$error":"#VALUE!"},{"$error":"#N/A"},{"$error":"#VALUE!"},242.242233855004]
[null,"Input parameters incomplete","Input parameters incomplete","Input parameters incomplete","Input parameters incomplete",70,8.9540430563378348E-2,1.0196374566512953,{"$error":"#N/A"},2600,{"$error":"#N/A"},0.16537014417873308,0.08,0.94000754445214418,30,0.44265992587003655,0.71133340000893575,0,null,null,null,{"$error":"#N/A"},{"$error":"#VALUE!"},{"$error":"#VALUE!"},{"$error":"#N/A"},{"$error":"#VALUE!"},219.04994036741985]
[null,"Input parameters incomplete","Input parameters incomplete","Input parameters incomplete","Input parameters incomplete",70,7.1877679000167949E-2,1.0291904596268906,{"$error":"#N/A"},2600,{"$error":"#N/A"},9.888932840129537E-2,0.08,0.96230303099720105,30,0.42810797676823931,0.63425064387116037,0,null,null,null,{"$error":"#N/A"},{"$error":"#VALUE!"},{"$error":"#VALUE!"},{"$error":"#N/A"},{"$error":"#VALUE!"},122.25104647061059]
[null,"Input parameters incomplete","Input parameters incomplete","Input parameters incomplete","Input parameters incomplete",70,6.9876361372926701E-2,1.0131409810499246,{"$error":"#N/A"},2600,{"$error":"#N/A"},9.6483012766087201E-2,0.08,0.95046833994438185,30,0.4738534362772554,0.70818965752715779,0,null,null,null,{"$error":"#N/A"},{"$error":"#VALUE!"},{"$error":"#VALUE!"},{"$error":"#N/A"},{"$error":"#VALUE!"},251.99528575792655]
[null,"Input parameters incomplete","Input parameters incomplete","Input parameters incomplete","Input parameters incomplete",70,5.4720981100968916E-2,1.0373731464733775,{"$error":"#N/A"},2600,{"$error":"#N/A"},0.13599381883600131,0.08,0.964437622947238,30,0.43751341080703099,0.78106995805998902,0,null,null,null,{"$error":"#N/A"},{"$error":"#VALUE!"},{"$error":"#VALUE!"},{"$error":"#N/A"},{"$error":"#VALUE!"},143.55884024889653]
[null,"Input parameters incomplete","Input parameters incomplete","Input parameters incomplete","Input parameters incomplete",70,7.4511719453558986E-2,1.0581133755329639,{"$error":"#N/A"},2600,{"$error":"#N/A"},0.10638177044607361,0.08,0.94365238440530896,30,0.45176062952743057,0.68914579137232168,0,null,null,null,{"$error":"#N/A"},{"$error":"#VALUE!"},{"$error":"#VALUE!"},{"$error":"#N/A"},{"$error":"#VALUE!"},208.2013726300832]
[null,"Input parameters incomplete","Input parameters incomplete","Input parameters incomplete","Input parameters incomplete",70,3.5953488662303162E-2,1.0736293180581977,{"$error":"#N/A"},2600,{"$error":"#N/A"},0.11578193515654092,0.08,0.94394095822412682,30,0.41999995531585915,0.70666581722899724,0,null,null,null,{"$error":"#N/A"},{"$error":"#VALUE!"},{"$error":"#VALUE!"},{"$error":"#N/A"},{"$error":"#VALUE!"},136.95771354197504]
[null,"Input parameters incomplete","Input parameters incomplete","Input parameters incomplete","Input parameters incomplete",70,6.4027007147929263E-2,1.1344861222725533,{"$error":"#N/A"},2600,{"$error":"#N/A"},0.13828219420537441,0.08,0.94163596016520645,30,0.45774288055384837,0.61422983619073002,0,null,null,null,{"$error":"#N/A"},{"$error":"#VALUE!"},{"$error":"#VALUE!"},{"$error":"#N/A"},{"$error":"#VALUE!"},194.09875827616855]
[null,"Input parameters incomplete","Input parameters incomplete","Input parameters incomplete","Input parameters incomplete",70,6.525712980549668E-2,1.0731466313042284,{"$error":"#N/A"},2600,{"$error":"#N/A"},8.35689934653705E-2,0.08,0.98799549707009826,30,0.45611204020408075,0.7010729350595023,0,null,null,null,{"$error":"#N/A"},{"$error":"#VALUE!"},{"$error":"#VALUE!"},{"$error":"#N/A"},{"$error":"#VALUE!"},115.43328510137914]
[null,"Input parameters incomplete","Input parameters incomplete","Input parameters incomplete","Input parameters incomplete",70,6.1080555255046555E-2,1.0731408617046339,{"$error":"#N/A"},2600,{"$error":"#N/A"},0.10535850255262126,0.08,0.94590547368580002,30,0.49522928329779026,0.70333018297785532,0,null,null,null,{"$error":"#N/A"},{"$error":"#VALUE!"},{"$error":"#VALUE!"},{"$error":"#N/A"},{"$error":"#VALUE!"},270.39611639001481]
[null,"Input parameters incomplete","Input parameters incomplete","Input parameters incomplete","Input parameters incomplete",70,6.8874026120375631E-2,1.0338285611772915,{"$error":"#N/A"},2600,{"$error":"#N/A"},0.11686914407861246,0.08,0.93179018975008732,30,0.4793741368989467,0.78292971595314431,0,null,null,null,{"$error":"#N/A"},{"$error":"#VALUE!"},{"$error":"#VALUE!"},{"$error":"#N/A"},{"$error":"#VALUE!"},157.71264177058075]
[null,"Input parameters incomplete","Input parameters incomplete","Input parameters incomplete","Input parameters incomplete",70,5.7778773675119806E-2,1.0950587146579571,{"$error":"#N/A"},2600,{"$error":"#N/A"},0.16445208048358517,0.08,0.91786027604419818,30,0.49636727549832882,0.74795927957250641,0,null,null,null,{"$error":"#N/A"},{"$error":"#VALUE!"},{"$error":"#VALUE!"},{"$error":"#N/A"},{"$error":"#VALUE!"},175.33203723537144]
[null,"Input parameters incomplete","Input parameters incomplete","Input parameters incomplete","Input parameters incomplete",70,3.5542526217471671E-2,1.0801135637189578,{"$error":"#N/A"},2600,{"$error":"#N/A"},8.5848923100420013E-2,0.08,0.9350230025464138,30,0.48833361481832149,0.75259627743808921,0,null,null,null,{"$error":"#N/A"},{"$error":"#VALUE!"},{"$error":"#VALUE!"},{"$error":"#N/A"},{"$error":"#VALUE!"},232.35440513933096]
[null,"Input parameters incomplete","Input parameters incomplete","Input parameters incomplete","Input parameters incomplete",70,5.7995892851008486E-2,1.1131398341258241,{"$error":"#N/A"},2600,{"$error":"#N/A"},0.19877431145291888,0.08,0.97972796591596245,30,0.44534461146709792,0.60758592481878748,0,null,null,null,{"$error":"#N/A"},{"$error":"#VALUE!"},{"$error":"#VALUE!"},{"$error":"#N/A"},{"$error":"#VALUE!"},239.13602297063693]
[null,"Input parameters incomplete","Input parameters incomplete","Input parameters incomplete","Input parameters incomplete",70,3.3305506730321961E-2,1.078335096592332,{"$error":"#N/A"},2600,{"$error":"#N/A"},0.18041725201069053,0.08,0.92253053321215495,30,0.46504034148202633,0.77630352894482635,0,null,null,null,{"$error":"#N/A"},{"$error":"#VALUE!"},{"$error":"#VALUE!"},{"$error":"#N/A"},{"$error":"#VALUE!"},149.17948458513396]
[null,"Input parameters incomplete","Input parameters incomplete","Input parameters incomplete","Input parameters incomplete",70,7.1443482918124454E-2,1.1539571349728801,{"$error":"#N/A"},2600,{"$error":"#N/A"},0.16176317901640097,0.08,0.94868872267178594,30,0.48215026996342614,0.75108358990407842,0,null,null,null,{"$error":"#N/A"},{"$error":"#VALUE!"},{"$error":"#VALUE!"},{"$error":"#N/A"},{"$error":"#VALUE!"},208.49917986252183]
[null,"Input parameters incomplete","Input parameters incomplete","Input parameters incomplete","Input parameters incomplete",70,5.238692594745975E-2,1.0742320209414011,{"$error":"#N/A"},2600,{"$error":"#N/A"},0.12434251812454795,0.08,0.97820176611733212,30,0.47392024084114537,0.77068372775016947,0,null,null,null,{"$error":"#N/A"},{"$error":"#VALUE!"},{"$error":"#VALUE!"},{"$error":"#N/A"},{"$error":"#VALUE!"},231.82125314148638]
[null,"Input parameters incomplete","Input parameters incomplete","Input parameters incomplete","Input parameters incomplete",70,4.2001466365177029E-2,1.0638531359705066,{"$error":"#N/A"},2600,{"$error":"#N/A"},9.170551607450983E-2,0.08,0.97231668978622277,30,0.44521210456599708,0.69587363098782651,0,null,null,null,{"$error":"#N/A"},{"$error":"#VALUE!"},{"$error":"#VALUE!"},{"$error":"#N/A"},{"$error":"#VALUE!"},235.0024738097751]
[null,"Input parameters incomplete","Input parameters incomplete","Input parameters incomplete","Input parameters incomplete",70,6.7003929896577441E-2,1.0630420003682532,{"$error":"#N/A"},2600,{"$error":"#N/A"},0.15641690259520133,0.08,0.90429244072373571,30,0.43535347197767099,0.668415097443119,0,null,null,null,{"$error":"#N/A"},{"$error":"#VALUE!"},{"$error":"#VALUE!"},{"$error":"#N/A"},{"$error":"#VALUE!"},167.55444355220536]
[null,"Input parameters incomplete","Input parameters incomplete","Input parameters incomplete","Input parameters incomplete",70,4.9161944367379716E-2,1.057488311474533,{"$error":"#N/A"},2600,{"$error":"#N/A"},0.1192346672914941,0.08,0.97526004361834895,30,0.48764758498513261,0.69900627012377159,0,null,null,null,{"$error":"#N/A"},{"$error":"#VALUE!"},{"$error":"#VALUE!"},{"$error":"#N/A"},{"$error":"#VALUE!"},274.74528159809989]
[null,"Input parameters incomplete","Input parameters incomplete","Input parameters incomplete","Input parameters incomplete",70,4.3818647679558315E-2,1.0023116135056769,{"$error":"#N/A"},2600,{"$error":"#N/A"},0.10413792402544422,0.08,0.95594339594230338,30,0.41839826450870388,0.62777147317219917,0,null,null,null,{"$error":"#N/A"},{"$error":"#VALUE!"},{"$error":"#VALUE!"},{"$error":"#N/A"},{"$error":"#VALUE!"},166.88186206061027]
[null,"Input parameters incomplete","Input parameters incomplete","Input parameters incomplete","Input parameters incomplete",70,5.1618655489864808E-2,1.1019081778150219,{"$error":"#N/A"},2600,{"$error":"#N/A"},9.4408412733968161E-2,0.08,0.93925218725639414,30,0.47378411025286254,0.61595529397660254,0,null,null,null,{"$error":"#N/A"},{"$error":"#VALUE!"},{"$error":"#VALUE!"},{"$error":"#N/A"},{"$error":"#VALUE!"},160.52609254039481]
[null,"Input parameters incomplete","Input parameters incomplete","Input parameters incomplete","Input parameters incomplete",70,5.2097362940472049E-2,1.0248418170020868,{"$error":"#N/A"},2600,{"$error":"#N/A"},0.13528903194918251,0.08,0.96209705282818314,30,0.49479735586889717,0.78846117140286376,0,null,null,null,{"$error":"#N/A"},{"$error":"#VALUE!"},{"$error":"#VALUE!"},{"$error":"#N/A"},{"$error":"#VALUE!"},115.43373011045044]
[null,"Input parameters incomplete","Input parameters incomplete","Input parameters incomplete","Input parameters incomplete",70,6.0531999576523478E-2,1.0208103302574034,{"$error":"#N/A"},2600,{"$error":"#N/A"},0.18720015329276785,0.08,0.9561361219943848,30,0.42933483892995494,0.70868863042737984,0,null,null,null,{"$error":"#N/A"},{"$error":"#VALUE!"},{"$error":"#VALUE!"},{"$error":"#N/A"},{"$error":"#VALUE!"},223.49236485555144]
[null,"Input parameters incomplete","Input parameters incomplete","Input parameters incomplete","Input parameters incomplete",70,1.1838511941901109E-2,1.0596657572929615,{"$error":"#N/A"},2600,{"$error":"#N/A"},0.12816097688564096,0.08,0.92739085134346522,30,0.45430868789871703,0.60270929361342329,0,null,null,null,{"$error":"#N/A"},{"$error":"#VALUE!"},{"$error":"#VALUE!"},{"$error":"#N/A"},{"$error":"#VALUE!"},231.35658741813384]
[null,"Input parameters incomplete","Input parameters incomplete","Input parameters incomplete","Input parameters incomplete",70,3.5841643783637883E-2,1.1258385899190242,{"$error":"#N/A"},2600,{"$error":"#N/A"},0.17047989944959141,0.08,0.93413142075223021,30,0.41086002339484201,0.69094394229874223,0,null,null,null,{"$error":"#N/A"},{"$error":"#VALUE!"},{"$error":"#VALUE!"},{"$error":"#N/A"},{"$error":"#VALUE!"},150.31168331618827]
[null,"Input parameters incomplete","Input parameters incomplete","Input parameters incomplete","Input parameters incomplete",70,4.8483509355851259E-2,1.0455392233067591,{"$error":"#N/A"},2600,{"$error":"#N/A"},0.14837442610497686,0.08,0.93525121239860831,30,0.40885507788215825,0.75009266294192756,0,null,null,null,{"$error":"#N/A"},{"$error":"#VALUE!"},{"$error":"#VALUE!"},{"$error":"#N/A"},{"$error":"#VALUE!"},124.13462261977719]
[null,"Input parameters incomplete","Input parameters incomplete","Input parameters incomplete","Input parameters incomplete",70,6.8148106211730314E-2,1.0741584823020167,{"$error":"#N/A"},2600,{"$error":"#N/A"},9.7611540074074063E-2,0.08,0.95407645045573297,30,0.42697132951494232,0.70902492845351139,0,null,null,null,{"$error":"#N/A"},{"$error":"#VALUE!"},{"$error":"#VALUE!"},{"$error":"#N/A"},{"$error":"#VALUE!"},170.61668851713256]
[null,"Input parameters incomplete","Input parameters incomplete","Input parameters incomplete","Input parameters incomplete",70,5.5790050964190201E-2,1.0268011872552254,{"$error":"#N/A"},2600,{"$error":"#N/A"},0.14882624521045779,0.08,0.97428641438833963,30,0.48352410357343739,0.64371883340715397,0,null,null,null,{"$error":"#N/A"},{"$error":"#VALUE!"},{"$error":"#VALUE!"},{"$error":"#N/A"},{"$error":"#VALUE!"},187.91384879425817]
[null,"Input parameters incomplete","Input parameters incomplete","Input parameters incomplete","Input parameters incomplete",70,3.9461047053644893E-2,1.0663886529135382,{"$error":"#N/A"},2600,{"$error":"#N/A"},0.16352351039861074,0.08,0.94179469765809265,30,0.41722707479179344,0.73481645764755976,0,null,null,null,{"$error":"#N/A"},{"$error":"#VALUE!"},{"$error":"#VALUE!"},{"$error":"#N/A"},{"$error":"#VALUE!"},219.96237864863434]
[null,"Input parameters incomplete","Input parameters incomplete","Input parameters incomplete","Input parameters incomplete",70,7.0839007300120452E-2,1.1375091523050918,{"$error":"#N/A"},2600,{"$error":"#N/A"},0.17481271462728115,0.08,0.92981330925202565,30,0.40053605311807483,0.77502371441807227,0,null,null,null,{"$error":"#N/A"},{"$error":"#VALUE!"},{"$error":"#VALUE!"},{"$error":"#N/A"},{"$error":"#VALUE!"},209.04832323482597]
[null,"Input parameters incomplete","Input parameters incomplete","Input parameters incomplete","Input parameters incomplete",70,5.9916675927747909E-2,0.99866101948156938,{"$error":"#N/A"},2600,{"$error":"#N/A"},9.7301732556195147E-2,0.08,0.93176772430497412,30,0.49033169233624219,0.74969823403680214,0,null,null,null,{"$error":"#N/A"},{"$error":"#VALUE!"},{"$error":"#VALUE!"},{"$error":"#N/A"},{"$error":"#VALUE!"},283.40356269302248]
[null,"Input parameters incomplete","Input parameters incomplete","Input parameters incomplete","Input parameters incomplete",70,8.562861329374867E-2,0.99313180095097109,{"$error":"#N/A"},2600,{"$error":"#N/A"},8.7720484669502816E-2,0.08,0.96646153847865901,30,0.43580862317520497,0.67216363866546125,0,null,null,null,{"$error":"#N/A"},{"$error":"#VALUE!"},{"$error":"#VALUE!"},{"$error":"#N/A"},{"$error":"#VALUE!"},132.45911807203728]
[null,"Input parameters incomplete","Input parameters incomplete","Input parameters incomplete","Input parameters incomplete",70,9.8743527674713769E-2,1.0479176252043825,{"$error":"#N/A"},2600,{"$error":"#N/A"},0.13886143720336558,0.08,0.94314087555802661,30,0.44833490795998815,0.66592794828488466,0,null,null,null,{"$error":"#N/A"},{"$error":"#VALUE!"},{"$error":"#VALUE!"},{"$error":"#N/A"},{"$error":"#VALUE!"},178.16510396423661]
[null,"Input parameters incomplete","Input parameters incomplete","Input parameters incomplete","Input parameters incomplete",70,2.7897588427745215E-2,1.0251130542726883,{"$error":"#N/A"},2600,{"$error":"#N/A"},0.13250452630599499,0.08,0.94799643454467075,30,0.47202815969990575,0.65178274201436293,0,null,null,null,{"$error":"#N/A"},{"$error":"#VALUE!"},{"$error":"#VALUE!"},{"$error":"#N/A"},{"$error":"#VALUE!"},236.81048354857012]
[null,"Input parameters incomplete","Input parameters incomplete","Input parameters incomplete","Input parameters incomplete",70,6.3443836879725657E-2,1.0274000716066096,{"$error":"#N/A"},2600,{"$error":"#N/A"},0.12831709890808152,0.08,0.94896221729351671,30,0.44852994454472872,0.61050994945740167,0,null,null,null,{"$error":"#N/A"},{"$error":"#VALUE!"},{"$error":"#VALUE!"},{"$error":"#N/A"},{"$error":"#VALUE!"},174.42523680967716]
[null,"Input parameters incomplete","Input parameters incomplete","Input parameters incomplete","Input parameters incomplete",70,8.0255114804538827E-2,1.0204649218353055,{"$error":"#N/A"},2600,{"$error":"#N/A"},0.16856958892894119,0.08,0.99300496038976893,30,0.45863798515115778,0.70208090312131199,0,null,null,null,{"$error":"#N/A"},{"$error":"#VALUE!"},{"$error":"#VALUE!"},{"$error":"#N/A"},{"$error":"#VALUE!"},225.39311121928108]
[null,"Input parameters incomplete","Input parameters incomplete","Input parameters incomplete","Input parameters incomplete",70,7.1682869779426603E-2,1.0397842367823795,{"$error":"#N/A"},2600,{"$error":"#N/A"},0.11589481071533318,0.08,0.96618316611751709,30,0.42598604408737567,0.79645693919019989,0,null,null,null,{"$error":"#N/A"},{"$error":"#VALUE!"},{"$error":"#VALUE!"},{"$error":"#N/A"},{"$error":"#VALUE!"},262.74667620879217]
[null,"Input parameters incomplete","Input parameters incomplete","Input parameters incomplete","Input parameters incomplete",70,3.1392919411078982E-2,1.0526766583753997,{"$error":"#N/A"},2600,{"$error":"#N/A"},0.11590793658420642,0.08,0.96184691162172031,30,0.48005409401224514,0.61505789507620157,0,null,null,null,{"$error":"#N/A"},{"$error":"#VALUE!"},{"$error":"#VALUE!"},{"$error":"#N/A"},{"$error":"#VALUE!"},274.10804176953798]
[null,"Input parameters incomplete","Input parameters incomplete","Input parameters incomplete","Input parameters incomplete",70,8.4450225437439352E-2,1.0315261269204694,{"$error":"#N/A"},2600,{"$error":"#N/A"},8.5755847330508672E-2,0.08,0.94124436855328564,30,0.47060015367160057,0.78157466949083076,0,null,null,null,{"$error":"#N/A"},{"$error":"#VALUE!"},{"$error":"#VALUE!"},{"$error":"#N/A"},{"$error":"#VALUE!"},207.38372433893227]
[null,"Input parameters incomplete","Input parameters incomplete","Input parameters incomplete","Input parameters incomplete",70,4.393780236069119E-2,1.0565970737855201,{"$error":"#N/A"},2600,{"$error":"#N/A"},8.2041593546264099E-2,0.08,0.92405665842629048,30,0.41716342684315133,0.75134581834647118,0,null,null,null,{"$error":"#N/A"},{"$error":"#VALUE!"},{"$error":"#VALUE!"},{"$error":"#N/A"},{"$error":"#VALUE!"},286.70452381206013]
[null,"Input parameters incomplete","Input parameters incomplete","Input parameters incomplete","Input parameters incomplete",70,7.5980896544670953E-2,1.0884932183238489,{"$error":"#N/A"},2600,{"$error":"#N/A"},0.1834302683650581,0.08,0.96312378757991568,30,0.43393565854902327,0.69390847492115715,0,null,null,null,{"$error":"#N/A"},{"$error":"#VALUE!"},{"$error":"#VALUE!"},{"$error":"#N/A"},{"$error":"#VALUE!"},126.15917090798024]
[null,"Input parameters incomplete","Input parameters incomplete","Input parameters incomplete","Input parameters incomplete",70,5.54026413387411E-2,1.1088789639816901,{"$error":"#N/A"},2600,{"$error":"#N/A"},0.16662074369733207,0.08,0.94322148195022137,30,0.47109747264974389,0.78736953200476834,0,null,null,null,{"$error":"#N/A"},{"$error":"#VALUE!"},{"$error":"#VALUE!"},{"$error":"#N/A"},{"$error":"#VALUE!"},179.35192015679723]
[null,"Input parameters incomplete","Input parameters incomplete","Input parameters incomplete","Input parameters incomplete",70,3.8914164064194831E-2,1.0191285360157092,{"$error":"#N/A"},2600,{"$error":"#N/A"},0.18496197439747616,0.08,0.94296887171922394,30,0.49134833488235147,0.60283589104325097,0,null,null,null,{"$error":"#N/A"},{"$error":"#VALUE!"},{"$error":"#VALUE!"},{"$error":"#N/A"},{"$error":"#VALUE!"},249.6213705158643]
[null,"Input parameters incomplete","Input parameters incomplete","Input parameters incomplete","Input parameters incomplete",70,7.8772997953436202E-2,1.0840956281257021,{"$error":"#N/A"},2600,{"$error":"#N/A"},0.11100744219128987,0.08,0.96092993858780262,30,0.40902414319366753,0.74540790676649737,0,null,null,null,{"$error":"#N/A"},{"$error":"#VALUE!"},{"$error":"#VALUE!"},{"$error":"#N/A"},{"$error":"#VALUE!"},216.1846986189673]
[null,"Input parameters incomplete","Input parameters incomplete","Input parameters incomplete","Input parameters incomplete",70,6.3392972936954936E-2,1.0455901570113095,{"$error":"#N/A"},2600,{"$error":"#N/A"},0.18263125118383142,0.08,0.93420591951500365,30,0.4552347992439324,0.67597723889648509,0,null,null,null,{"$error":"#N/A"},{"$error":"#VALUE!"},{"$error":"#VALUE!"},{"$error":"#N/A"},{"$error":"#VALUE!"},236.33370639160779]
[null,"Input parameters incomplete","Input parameters incomplete","Input parameters incomplete","Input parameters incomplete",70,5.1974987700345907E-2,1.0626783512522107,{"$error":"#N/A"},2600,{"$error":"#N/A"},0.18236018093959461,0.08,0.93113381370210768,30,0.44251642714988609,0.65845424760440363,0,null,null,null,{"$error":"#N/A"},{"$error":"#VALUE!"},{"$error":"#VALUE!"},{"$error":"#N/A"},{"$error":"#VALUE!"},151.82377445039953]
[null,"Input parameters incomplete","Input parameters incomplete","Input parameters incomplete","Input parameters incomplete",70,5.0920039386394722E-2,1.0576231923384036,{"$error":"#N/A"},2600,{"$error":"#N/A"},9.0208433212744438E-2,0.08,0.9632956738043722,30,0.42911526941586453,0.73487376162078943,0,null,null,null,{"$error":"#N/A"},{"$error":"#VALUE!"},{"$error":"#VALUE!"},{"$error":"#N/A"},{"$error":"#VALUE!"},235.24472996726087]
[null,"Input parameters incomplete","Input parameters incomplete","Input parameters incomplete","Input parameters incomplete",70,4.5656782877938569E-2,1.1561963774938437,{"$error":"#N/A"},2600,{"$error":"#N/A"},9.1555700666530279E-2,0.08,0.95114792220346611,30,0.45241222431469236,0.65096584780116162,0,null,null,null,{"$error":"#N/A"},{"$error":"#VALUE!"},{"$error":"#VALUE!"},{"$error":"#N/A"},{"$error":"#VALUE!"},242.14683404091932]
[null,"Input parameters incomplete","Input parameters incomplete","Input parameters incomplete","Input parameters incomplete",70,6.1617751879864339E-2,1.0995045764361939,{"$error":"#N/A"},2600,{"$error":"#N/A"},0.14262566530783649,0.08,0.95699278468587679,30,0.45766631875967506,0.73463014751881606,0,null,null,null,{"$error":"#N/A"},{"$error":"#VALUE!"},{"$error":"#VALUE!"},{"$error":"#N/A"},{"$error":"#VALUE!"},184.31717972761143]
[null,"Input parameters incomplete","Input parameters incomplete","Input parameters incomplete","Input parameters incomplete",70,5.6871721385755102E-2,1.065854323587331,{"$error":"#N/A"},2600,{"$error":"#N/A"},8.2134753196566102E-2,0.08,0.92355862183844628,30,0.459902305154053,0.70016736261628898,0,null,null,null,{"$error":"#N/A"},{"$error":"#VALUE!"},{"$error":"#VALUE!"},{"$error":"#N/A"},{"$error":"#VALUE!"},249.74793556519637]
[null,"Input parameters incomplete","Input parameters incomplete","Input parameters incomplete","Input parameters incomplete",70,6.7987281457334389E-2,1.0708307380436237,{"$error":"#N/A"},2600,{"$error":"#N/A"},0.18472510003399151,0.08,0.91345640969655695,30,0.43935167455773821,0.74302352057546384,0,null,null,null,{"$error":"#N/A"},{"$error":"#VALUE!"},{"$error":"#VALUE!"},{"$error":"#N/A"},{"$error":"#VALUE!"},132.11115867773594]
[null,"Input parameters incomplete","Input parameters incomplete","Input parameters incomplete","Input parameters incomplete",70,5.6354011865368994E-2,1.0274692705018145,{"$error":"#N/A"},2600,{"$error":"#N/A"},0.11599653657199936,0.08,0.92279824033892954,30,0.4034333948995833,0.6589026501303169,0,null,null,null,{"$error":"#N/A"},{"$error":"#VALUE!"},{"$error":"#VALUE!"},{"$error":"#N/A"},{"$error":"#VALUE!"},139.58729688312616]
[null,"Input parameters incomplete","Input parameters incomplete","Input parameters incomplete","Input parameters incomplete",70,4.8984311433453734E-2,1.0480247168114007,{"$error":"#N/A"},2600,{"$error":"#N/A"},0.19348343227066789,0.08,0.96687546598707064,30,0.49495562932239362,0.68919141334556644,0,null,null,null,{"$error":"#N/A"},{"$error":"#VALUE!"},{"$error":"#VALUE!"},{"$error":"#N/A"},{"$error":"#VALUE!"},153.70988550209697]
[null,"Input parameters incomplete","Input parameters incomplete","Input parameters incomplete","Input parameters incomplete",70,5.156846737103607E-2,1.0028555372389183,{"$error":"#N/A"},2600,{"$error":"#N/A"},0.16056487240731898,0.08,0.94892365131299172,30,0.473485307529592,0.60741964278222083,0,null,null,null,{"$error":"#N/A"},{"$error":"#VALUE!"},{"$error":"#VALUE!"},{"$error":"#N/A"},{"$error":"#VALUE!"},110.11080415096511]
[null,"Input parameters incomplete","Input parameters incomplete","Input parameters incomplete","Input parameters incomplete",70,8.1883739497404559E-2,1.0592349777815384,{"$error":"#N/A"},2600,{"$error":"#N/A"},0.11048654307666128,0.08,0.94580614921230532,30,0.41834130925886137,0.78396822758729845,0,null,null,null,{"$error":"#N/A"},{"$error":"#VALUE!"},{"$error":"#VALUE!"},{"$error":"#N/A"},{"$error":"#VALUE!"},192.62002529426047]
[null,"Input parameters incomplete","Input parameters incomplete","Input parameters incomplete","Input parameters incomplete",70,2.8867244479430815E-2,1.037507091937574,{"$error":"#N/A"},2600,{"$error":"#N/A"},0.14180699889894696,0.08,0.96281614422503892,30,0.42492630601176423,0.73257764369955414,0,null,null,null,{"$error":"#N/A"},{"$error":"#VALUE!"},{"$error":"#VALUE!"},{"$error":"#N/A"},{"$error":"#VALUE!"},202.38634372867776]
[null,"Input parameters incomplete","Input parameters incomplete","Input parameters incomplete","Input parameters incomplete",70,4.4766873021376212E-2,1.0516090501691349,{"$error":"#N/A"},2600,{"$error":"#N/A"},0.11284810941421397,0.08,0.94854234155360218,30,0.41932213647672856,0.62145672409368857,0,null,null,null,{"$error":"#N/A"},{"$error":"#VALUE!"},{"$error":"#VALUE!"},{"$error":"#N/A"},{"$error":"#VALUE!"},163.23451732863583]
[null,"Input parameters incomplete","Input parameters incomplete","Input parameters incomplete","Input parameters incomplete",70,6.9806922500946861E-2,1.0714110570817399,{"$error":"#N/A"},2600,{"$error":"#N/A"},0.1372109447655383,0.08,0.9177042025602794,30,0.47128108437138655,0.70949823173919091,0,null,null,null,{"$error":"#N/A"},{"$error":"#VALUE!"},{"$error":"#VALUE!"},{"$error":"#N/A"},{"$error":"#VALUE!"},210.84434457299631]
[null,"Input parameters incomplete","Input parameters incomplete","Input parameters incomplete","Input parameters incomplete",70,3.3259502403316196E-2,1.0756644627262875,{"$error":"#N/A"},2600,{"$error":"#N/A"},0.18207558008561714,0.08,0.94358540738993102,30,0.48330238105388934,0.75646712167485808,0,null,null,null,{"$error":"#N/A"},{"$error":"#VALUE!"},{"$error":"#VALUE!"},{"$error":"#N/A"},{"$error":"#VALUE!"},152.96998014572932]
[null,"Input parameters incomplete","Input parameters incomplete","Input parameters incomplete","Input parameters incomplete",70,6.7278029669581629E-2,1.1108818248542693,{"$error":"#N/A"},2600,{"$error":"#N/A"},8.5394153094470154E-2,0.08,0.97120984281091605,30,0.44183395785155005,0.71130352171809552,0,null,null,null,{"$error":"#N/A"},{"$error":"#VALUE!"},{"$error":"#VALUE!"},{"$error":"#N/A"},{"$error":"#VALUE!"},176.51559697108257]
[null,"Input parameters incomplete","Input parameters incomplete","Input parameters incomplete","Input parameters incomplete",70,1.3198828938852387E-2,1.0684642030613904,{"$error":"#N/A"},2600,{"$error":"#N/A"},0.18916596578646022,0.08,0.94743741356745514,30,0.45518765376813997,0.68604470686382535,0,null,null,null,{"$error":"#N/A"},{"$error":"#VALUE!"},{"$error":"#VALUE!"},{"$error":"#N/A"},{"$error":"#VALUE!"},126.44392761930665]
[null,"Input parameters incomplete","Input parameters incomplete","Input parameters incomplete","Input parameters incomplete",70,7.3865330216557556E-2,1.076470855780268,{"$error":"#N/A"},2600,{"$error":"#N/A"},9.6527564153447154E-2,0.08,0.9616340674896805,30,0.46440892475975459,0.62574999413271382,0,null,null,null,{"$error":"#N/A"},{"$error":"#VALUE!"},{"$error":"#VALUE!"},{"$error":"#N/A"},{"$error":"#VALUE!"},110.29120938332635]
[null,"Input parameters incomplete","Input parameters incomplete","Input parameters incomplete","Input parameters incomplete",70,5.7574538290900916E-2,1.0273089810759779,{"$error":"#N/A"},2600,{"$error":"#N/A"},0.12239411553341778,0.08,0.95812213347366382,30,0.4350537939535693,0.72902745185532847,0,null,null,null,{"$error":"#N/A"},{"$error":"#VALUE!"},{"$error":"#VALUE!"},{"$error":"#N/A"},{"$error":"#VALUE!"},179.99768753688312]
[null,"Input parameters incomplete","Input parameters incomplete","Input parameters incomplete","Input parameters incomplete",70,7.3442641784199486E-2,1.1498520323484041,{"$error":"#N/A"},2600,{"$error":"#N/A"},0.14309847566859996,0.08,0.95300592717230792,30,0.42966219468067457,0.65565631508999589,0,null,null,null,{"$error":"#N/A"},{"$error":"#VALUE!"},{"$error":"#VALUE!"},{"$error":"#N/A"},{"$error":"#VALUE!"},147.9784390729088]
[null,"Input parameters incomplete","Input parameters incomplete","Input parameters incomplete","Input parameters incomplete",70,5.9050930630464751E-2,1.0300991129221304,{"$error":"#N/A"},2600,{"$error":"#N/A"},0.19519720416108932,0.08,0.92216502672294165,30,0.45462987755142437,0.72855284280249655,0,null,null,null,{"$error":"#N/A"},{"$error":"#VALUE!"},{"$error":"#VALUE!"},{"$error":"#N/A"},{"$error":"#VALUE!"},139.56821907111046]
[null,"Input parameters incomplete","Input parameters incomplete","Input parameters incomplete","Input parameters incomplete",70,8.4988103083637162E-2,1.0581697796774578,{"$error":"#N/A"},2600,{"$error":"#N/A"},0.17226359136959862,0.08,0.97534380489615813,30,0.44501726020583998,0.79034992126644299,0,null,null,null,{"$error":"#N/A"},{"$error":"#VALUE!"},{"$error":"#VALUE!"},{"$error":"#N/A"},{"$error":"#VALUE!"},229.47119570581842]
[null,"Input parameters incomplete","Input parameters incomplete","Input parameters incomplete","Input parameters incomplete",70,5.0952721710563809E-2,1.0915395879468743,{"$error":"#N/A"},2600,{"$error":"#N/A"},0.12081616007793872,0.08,0.93952308791000594,30,0.49437246000297386,0.7882950762264811,0,null,null,null,{"$error":"#N/A"},{"$error":"#VALUE!"},{"$error":"#VALUE!"},{"$error":"#N/A"},{"$error":"#VALUE!"},161.93596431777422]
[null,"Input parameters incomplete","Input parameters incomplete","Input parameters incomplete","Input parameters incomplete",70,7.8074742980512882E-2,1.0043663157426594,{"$error":"#N/A"},2600,{"$error":"#N/A"},0.19188533798460361,0.08,0.97059891559501921,30,0.42931001154704607,0.76785294208198707,0,null,null,null,{"$error":"#N/A"},{"$error":"#VALUE!"},{"$error":"#VALUE!"},{"$error":"#N/A"},{"$error":"#VALUE!"},231.2408831686823]
[null,"Input parameters incomplete","Input parameters incomplete","Input parameters incomplete","Input parameters incomplete",70,6.5862687754704871E-2,1.0672413631530249,{"$error":"#N/A"},2600,{"$error":"#N/A"},0.15400300438080833,0.08,0.93403751495830412,30,0.47225879945728233,0.70160942275947002,0,null,null,null,{"$error":"#N/A"},{"$error":"#VALUE!"},{"$error":"#VALUE!"},{"$error":"#N/A"},{"$error":"#VALUE!"},148.07260917808063]
[null,"Input parameters incomplete","Input parameters incomplete","Input parameters incomplete","Input parameters incomplete",70,8.573514581881142E-2,1.0452270747572379,{"$error":"#N/A"},2600,{"$error":"#N/A"},0.10205186524717047,0.08,0.97138542871679001,30,0.45935260686932622,0.63324146559985539,0,null,null,null,{"$error":"#N/A"},{"$error":"#VALUE!"},{"$error":"#VALUE!"},{"$error":"#N/A"},{"$error":"#VALUE!"},180.67392977800336]
[null,"Input parameters incomplete","Input parameters incomplete","Input parameters incomplete","Input parameters incomplete",70,7.6968072779551366E-2,1.140364681140718,{"$error":"#N/A"},2600,{"$error":"#N/A"},0.15082292952474807,0.08,0.93660521775919925,30,0.48122432300951962,0.61891919828281372,0,null,null,null,{"$error":"#N/A"},{"$error":"#VALUE!"},{"$error":"#VALUE!"},{"$error":"#N/A"},{"$error":"#VALUE!"},193.05528955335569]
[null,"Input parameters incomplete","Input parameters incomplete","Input parameters incomplete","Input parameters incomplete",70,6.8244393462429914E-2,1.0416161260561483,{"$error":"#N/A"},2600,{"$error":"#N/A"},8.8523704018661026E-2,0.08,0.94569273724553715,30,0.40240105875029175,0.78696176497546677,0,null,null,null,{"$error":"#N/A"},{"$error":"#VALUE!"},{"$error":"#VALUE!"},{"$error":"#N/A"},{"$error":"#VALUE!"},251.38969094024631]
[null,"Input parameters incomplete","Input parameters incomplete","Input parameters incomplete","Input parameters incomplete",70,4.6617536202508511E-2,1.0702434599173329,{"$error":"#N/A"},2600,{"$error":"#N/A"},0.11983242587242586,0.08,0.93851996220374156,30,0.41757110084378074,0.6300658886609688,0,null,null,null,{"$error":"#N/A"},{"$error":"#VALUE!"},{"$error":"#VALUE!"},{"$error":"#N/A"},{"$error":"#VALUE!"},188.12441980160133]
[null,"Input parameters incomplete","Input parameters incomplete","Input parameters incomplete","Input parameters incomplete",70,0.10628220003792446,1.0966782904897507,{"$error":"#N/A"},2600,{"$error":"#N/A"},0.17518002269955302,0.08,0.98853782071956797,30,0.44329958410306275,0.7023473245084797,0,null,null,null,{"$error":"#N/A"},{"$error":"#VALUE!"},{"$error":"#VALUE!"},{"$error":"#N/A"},{"$error":"#VALUE!"},159.59871950989418]
[null,"Input parameters incomplete","Input parameters incomplete","Input parameters incomplete","Input parameters incomplete",70,0.11069378230369667,1.1036658725956805,{"$error":"#N/A"},2600,{"$error":"#N/A"},0.19433382288145135,0.08,0.96761583759122805,30,0.48742462257945018,0.72007685316210668,0,null,null,null,{"$error":"#N/A"},{"$error":"#VALUE!"},{"$error":"#VALUE!"},{"$error":"#N/A"},{"$error":"#VALUE!"},232.40839740094756]
[null,"Input parameters incomplete","Input parameters incomplete","Input parameters incomplete","Input parameters incomplete",70,6.632144614852542E-2,1.0084599666335605,{"$error":"#N/A"},2600,{"$error":"#N/A"},0.14904655027210295,0.08,0.93304493997059357,30,0.42521690670568196,0.77837553492881228,0,null,null,null,{"$error":"#N/A"},{"$error":"#VALUE!"},{"$error":"#VALUE!"},{"$error":"#N/A"},{"$error":"#VALUE!"},113.0214243076053]
[null,"Input parameters incomplete","Input parameters incomplete","Input parameters incomplete","Input parameters incomplete",70,6.2787369851774549E-2,1.0619751115045246,{"$error":"#N/A"},2600,{"$error":"#N/A"},0.12605975218685123,0.08,0.94143382858102731,30,0.48722229736384953,0.6201433447119129,0,null,null,null,{"$error":"#N/A"},{"$error":"#VALUE!"},{"$error":"#VALUE!"},{"$error":"#N/A"},{"$error":"#VALUE!"},255.27916085810634]
[null,"Input parameters incomplete","Input parameters incomplete","Input parameters incomplete","Input parameters incomplete",70,5.3771483485125657E-2,1.1001412160313815,{"$error":"#N/A"},2600,{"$error":"#N/A"},0.18256200606561335,0.08,0.94937713247894318,30,0.41454330444877729,0.73284192655610803,0,null,null,null,{"$error":"#N/A"},{"$error":"#VALUE!"},{"$error":"#VALUE!"},{"$error":"#N/A"},{"$error":"#VALUE!"},163.20336393829047]
[null,"Input parameters incomplete","Input parameters incomplete","Input parameters incomplete","Input parameters incomplete",70,7.9032316343501274E-2,1.0556140605825872,{"$error":"#N/A"},2600,{"$error":"#N/A"},0.10618193828050974,0.08,0.95321798471129526,30,0.49249392723259239,0.77783059743694249,0,null,null,null,{"$error":"#N/A"},{"$error":"#VALUE!"},{"$error":"#VALUE!"},{"$error":"#N/A"},{"$error":"#VALUE!"},268.59766773957443]
[null,"Input parameters incomplete","Input parameters incomplete","Input parameters incomplete","Input parameters incomplete",70,3.6721004622879104E-2,1.1222540003789798,{"$error":"#N/A"},2600,{"$error":"#N/A"},0.14475218648986096,0.08,0.94508411836482631,30,0.45950367896558098,0.71962999461735722,0,null,null,null,{"$error":"#N/A"},{"$error":"#VALUE!"},{"$error":"#VALUE!"},{"$error":"#N/A"},{"$error":"#VALUE!"},231.61946321636719]
[null,"Input parameters incomplete","Input parameters incomplete","Input parameters incomplete","Input parameters incomplete",70,9.0727748690178703E-2,1.0785476664986489,{"$error":"#N/A"},2600,{"$error":"#N/A"},8.6231226726580346E-2,0.08,0.9616644234640257,30,0.42608322224706907,0.71235918925734942,0,null,null,null,{"$error":"#N/A"},{"$error":"#VALUE!"},{"$error":"#VALUE!"},{"$error":"#N/A"},{"$error":"#VALUE!"},301.97092144314877]
[null,"Input parameters incomplete","Input parameters incomplete","Input parameters incomplete","Input parameters incomplete",70,6.2943940536405979E-2,1.1501149134380277,{"$error":"#N/A"},2600,{"$error":"#N/A"},0.10738823987123032,0.08,0.91704597284397893,30,0.48086753443995095,0.67793818730595434,0,null,null,null,{"$error":"#N/A"},{"$error":"#VALUE!"},{"$error":"#VALUE!"},{"$error":"#N/A"},{"$error":"#VALUE!"},267.08865777454901]
[null,"Input parameters incomplete","Input parameters incomplete","Input parameters incomplete","Input parameters incomplete",70,6.381439254612116E-2,1.0563875786645018,{"$error":"#N/A"},2600,{"$error":"#N/A"},0.1474840504586212,0.08,0.92092669638269531,30,0.42548002378914279,0.74642718624144089,0,null,null,null,{"$error":"#N/A"},{"$error":"#VALUE!"},{"$error":"#VALUE!"},{"$error":"#N/A"},{"$error":"#VALUE!"},199.56274565485134]
[null,"Input parameters incomplete","Input parameters incomplete","Input parameters incomplete","Input parameters incomplete",70,5.6205971126116215E-2,1.0205718299036626,{"$error":"#N/A"},2600,{"$error":"#N/A"},0.16956781473664606,0.08,0.93582843794731496,30,0.45494977361351324,0.75986002857682455,0,null,null,null,{"$error":"#N/A"},{"$error":"#VALUE!"},{"$error":"#VALUE!"},{"$error":"#N/A"},{"$error":"#VALUE!"},124.87981940713394]
[null,"Input parameters incomplete","Input parameters incomplete","Input parameters incomplete","Input parameters incomplete",70,2.6326238859332163E-2,1.0011665335934019,{"$error":"#N/A"},2600,{"$error":"#N/A"},0.17497863112475964,0.08,0.97596500603707237,30,0.45519176411647866,0.69801251979166157,0,null,null,null,{"$error":"#N/A"},{"$error":"#VALUE!"},{"$error":"#VALUE!"},{"$error":"#N/A"},{"$error":"#VALUE!"},303.01743690574057]
[null,"Input parameters incomplete","Input parameters incomplete","Input parameters incomplete","Input parameters incomplete",70,5.0939799354983245E-2,1.1220541025875546,{"$error":"#N/A"},2600,{"$error":"#N/A"},0.18395419537956853,0.08,0.933654956317294,30,0.46541058906458949,0.77487569849530569,0,null,null,null,{"$error":"#N/A"},{"$error":"#VALUE!"},{"$error":"#VALUE!"},{"$error":"#N/A"},{"$error":"#VALUE!"},225.27370321457408]
[null,"Input parameters incomplete","Input parameters incomplete","Input parameters incomplete","Input parameters incomplete",70,2.6549845777343199E-2,1.0531278355024605,{"$error":"#N/A"},2600,{"$error":"#N/A"},0.1076107979086238,0.08,0.93427442547776274,30,0.40231738435564218,0.77085061825880097,0,null,null,null,{"$error":"#N/A"},{"$error":"#VALUE!"},{"$error":"#VALUE!"},{"$error":"#N/A"},{"$error":"#VALUE!"},162.108448878715]
[null,"Input parameters incomplete","Input parameters incomplete","Input parameters incomplete","Input parameters incomplete",70,7.6800882504070869E-2,1.0613671821603545,{"$error":"#N/A"},2600,{"$error":"#N/A"},0.15147780877358569,0.08,0.97450966160495245,30,0.4857547369505249,0.70474967233515051,0,null,null,null,{"$error":"#N/A"},{"$error":"#VALUE!"},{"$error":"#VALUE!"},{"$error":"#N/A"},{"$error":"#VALUE!"},219.85991817443588]
[null,"Input parameters incomplete","Input parameters incomplete","Input parameters incomplete","Input parameters incomplete",70,4.5116453630188964E-2,1.0749875815527088,{"$error":"#N/A"},2600,{"$error":"#N/A"},9.3652032979060537E-2,0.08,0.95075060306261738,30,0.40803490611854765,0.78832591171559929,0,null,null,null,{"$error":"#N/A"},{"$error":"#VALUE!"},{"$error":"#VALUE!"},{"$error":"#N/A"},{"$error":"#VALUE!"},279.81305287894276]
[null,"Input parameters incomplete","Input parameters incomplete","Input parameters incomplete","Input parameters incomplete",70,7.1400925330305703E-2,1.0639512086473066,{"$error":"#N/A"},2600,{"$error":"#N/A"},0.15104289095979595,0.08,0.95335673221657191,30,0.4272373865417689,0.63886096947269,0,null,null,null,{"$error":"#N/A"},{"$error":"#VALUE!"},{"$error":"#VALUE!"},{"$error":"#N/A"},{"$error":"#VALUE!"},158.97121120894906]
[null,"Input parameters incomplete","Input parameters incomplete","Input parameters incomplete","Input parameters incomplete",70,6.5155208722548583E-2,1.0349255786106097,{"$error":"#N/A"},2600,{"$error":"#N/A"},0.12880136729406644,0.08,0.93884093554155468,30,0.45220182000638742,0.71639644416544723,0,null,null,null,{"$error":"#N/A"},{"$error":"#VALUE!"},{"$error":"#VALUE!"},{"$error":"#N/A"},{"$error":"#VALUE!"},152.23036640410587]
[null,"Input parameters incomplete","Input parameters incomplete","Input parameters incomplete","Input parameters incomplete",70,7.068510470124531E-2,1.0641648810932949,{"$error":"#N/A"},2600,{"$error":"#N/A"},8.0074413151024246E-2,0.08,0.96597979810740842,30,0.42134415910127376,0.73086094518591072,0,null,null,null,{"$error":"#N/A"},{"$error":"#VALUE!"},{"$error":"#VALUE!"},{"$error":"#N/A"},{"$error":"#VALUE!"},250.03184460335351]
[null,"Input parameters incomplete","Input parameters incomplete","Input parameters incomplete","Input parameters incomplete",70,7.8125065102899183E-2,1.0635039393014525,{"$error":"#N/A"},2600,{"$error":"#N/A"},0.16477196445156242,0.08,0.9641147393865096,30,0.41175805556084755,0.65919214390243686,0,null,null,null,{"$error":"#N/A"},{"$error":"#VALUE!"},{"$error":"#VALUE!"},{"$error":"#N/A"},{"$error":"#VALUE!"},260.39866709564859]
[null,"Input parameters incomplete","Input parameters incomplete","Input parameters incomplete","Input parameters incomplete",70,2.6956047810025169E-2,1.0813538132848188,{"$error":"#N/A"},2600,{"$error":"#N/A"},0.12951319203960834,0.08,0.94960232206450235,30,0.4668290369422668,0.79047582978747677,0,null,null,null,{"$error":"#N/A"},{"$error":"#VALUE!"},{"$error":"#VALUE!"},{"$error":"#N/A"},{"$error":"#VALUE!"},179.98549089580413]
[null,"Input parameters incomplete","Input parameters incomplete","Input parameters incomplete","Input parameters incomplete",70,7.7013102591787924E-2,1.0252865822914254,{"$error":"#N/A"},2600,{"$error":"#N/A"},0.15274139467140196,0.08,0.90862450626553193,30,0.44280380196434965,0.65182978159575433,0,null,null,null,{"$error":"#N/A"},{"$error":"#VALUE!"},{"$error":"#VALUE!"},{"$error":"#N/A"},{"$error":"#VALUE!"},248.49649045571647]
[null,"Input parameters incomplete","Input parameters incomplete","Input parameters incomplete","Input parameters incomplete",70,1.9764848973864997E-2,1.0272956268221074,{"$error":"#N/A"},2600,{"$error":"#N/A"},0.10727029738839125,0.08,0.94911958493931958,30,0.49430500597787963,0.72147139216783251,0,null,null,null,{"$error":"#N/A"},{"$error":"#VALUE!"},{"$error":"#VALUE!"},{"$error":"#N/A"},{"$error":"#VALUE!"},128.50846901542567]
[null,"Input parameters incomplete","Input parameters incomplete","Input parameters incomplete","Input parameters incomplete",70,5.9930816458012862E-2,1.0141516183720103,{"$error":"#N/A"},2600,{"$error":"#N/A"},0.12897986883283341,0.08,0.94867787914159496,30,0.43858657885968799,0.76030998873680888,0,null,null,null,{"$error":"#N/A"},{"$error":"#VALUE!"},{"$error":"#VALUE!"},{"$error":"#N/A"},{"$error":"#VALUE!"},198.25313660517858]
[null,"Input parameters incomplete","Input parameters incomplete","Input parameters incomplete","Input parameters incomplete",70,5.7495078114083567E-2,1.0068659865475378,{"$error":"#N/A"},2600,{"$error":"#N/A"},0.16162252525755305,0.08,0.94781580805185039,30,0.48307025610171006,0.71846062678362865,0,null,null,null,{"$error":"#N/A"},{"$error":"#VALUE!"},{"$error":"#VALUE!"},{"$error":"#N/A"},{"$error":"#VALUE!"},234.76590141246143]
[null,"Input parameters incomplete","Input parameters incomplete","Input parameters incomplete","Input parameters incomplete",70,5.583088247434017E-2,1.0274206011504547,{"$error":"#N/A"},2600,{"$error":"#N/A"},0.19223225028597979,0.08,0.97205140393623335,30,0.48808269961417167,0.78806944984096505,0,null,null,null,{"$error":"#N/A"},{"$error":"#VALUE!"},{"$error":"#VALUE!"},{"$error":"#N/A"},{"$error":"#VALUE!"},208.7763311502531]
[null,"Input parameters incomplete","Input parameters incomplete","Input parameters incomplete","Input parameters incomplete",70,6.5213449839747917E-2,1.0206814396653152,{"$error":"#N/A"},2600,{"$error":"#N/A"},8.9494979092791568E-2,0.08,0.95874977788965143,30,0.41455637499832587,0.77895463810013443,0,null,null,null,{"$error":"#N/A"},{"$error":"#VALUE!"},{"$error":"#VALUE!"},{"$error":"#N/A"},{"$error":"#VALUE!"},300.64095935134981]
[null,"Input parameters incomplete","Input parameters incomplete","Input parameters incomplete","Input parameters incomplete",70,5.7987291651283496E-2,1.0342827121698193,{"$error":"#N/A"},2600,{"$error":"#N/A"},0.11366261141659936,0.08,0.94239791798947081,30,0.49361115257520871,0.63664849913759647,0,null,null,null,{"$error":"#N/A"},{"$error":"#VALUE!"},{"$error":"#VALUE!"},{"$error":"#N/A"},{"$error":"#VALUE!"},235.79008988391425]
[null,"Input parameters incomplete","Input parameters incomplete","Input parameters incomplete","Input parameters incomplete",70,5.8527393587469168E-2,1.0510728345983997,{"$error":"#N/A"},2600,{"$error":"#N/A"},8.0921838640419186E-2,0.08,0.93722815553485295,30,0.49370098987045097,0.76321592063253385,0,null,null,null,{"$error":"#N/A"},{"$error":"#VALUE!"},{"$error":"#VALUE!"},{"$error":"#N/A"},{"$error":"#VALUE!"},137.3595334639231]
[null,"Input parameters incomplete","Input parameters incomplete","Input parameters incomplete","Input parameters incomplete",70,7.1221801495235701E-2,1.0205658841233245,{"$error":"#N/A"},2600,{"$error":"#N/A"},0.1885689562075662,0.08,0.94174015932123467,30,0.4900905178625512,0.76259361596044217,0,null,null,null,{"$error":"#N/A"},{"$error":"#VALUE!"},{"$error":"#VALUE!"},{"$error":"#N/A"},{"$error":"#VALUE!"},133.53758069205998]
[null,"Input parameters incomplete","Input parameters incomplete","Input parameters incomplete","Input parameters incomplete",70,5.4285811486910959E-2,1.0604004123972999,{"$error":"#N/A"},2600,{"$error":"#N/A"},0.14076367545509777,0.08,0.95139826783696324,30,0.41877136021325789,0.64374311065114043,0,null,null,null,{"$error":"#N/A"},{"$error":"#VALUE!"},{"$error":"#VALUE!"},{"$error":"#N/A"},{"$error":"#VALUE!"},225.34363598716351]
[null,"Input parameters incomplete","Input parameters incomplete","Input parameters incomplete","Input parameters incomplete",70,7.9497190024245004E-2,1.1172821239355895,{"$error":"#N/A"},2600,{"$error":"#N/A"},9.025288310918532E-2,0.08,0.95877531866862065,30,0.48430997021747646,0.62660811866692312,0,null,null,null,{"$error":"#N/A"},{"$error":"#VALUE!"},{"$error":"#VALUE!"},{"$error":"#N/A"},{"$error":"#VALUE!"},295.62273363363454]
[null,"Input parameters incomplete","Input parameters incomplete","Input parameters incomplete","Input parameters incomplete",70,3.6926797343796863E-2,1.0579452939959044,{"$error":"#N/A"},2600,{"$error":"#N/A"},9.9882665716602897E-2,0.08,0.95528364276693845,30,0.48769031574040811,0.79082368447764662,0,null,null,null,{"$error":"#N/A"},{"$error":"#VALUE!"},{"$error":"#VALUE!"},{"$error":"#N/A"},{"$error":"#VALUE!"},169.56029556553173]
[null,"Input parameters incomplete","Input parameters incomplete","Input parameters incomplete","Input parameters incomplete",70,5.35758688185601E-2,1.070368377821036,{"$error":"#N/A"},2600,{"$error":"#N/A"},0.11361619909791668,0.08,0.94630912229377584,30,0.47199353979917275,0.64450698496562575,0,null,null,null,{"$error":"#N/A"},{"$error":"#VALUE!"},{"$error":"#VALUE!"},{"$error":"#N/A"},{"$error":"#VALUE!"},248.64698617334912]
[null,"Input parameters incomplete","Input parameters incomplete","Input parameters incomplete","Input parameters incomplete",70,5.05974157606629E-2,1.0872468450087118,{"$error":"#N/A"},2600,{"$error":"#N/A"},0.11932253817185431,0.08,0.96481914739995844,30,0.48200873401476446,0.7735385485307581,0,null,null,null,{"$error":"#N/A"},{"$error":"#VALUE!"},{"$error":"#VALUE!"},{"$error":"#N/A"},{"$error":"#VALUE!"},171.69251176969996]
[null,"Input parameters incomplete","Input parameters incomplete","Input parameters incomplete","Input parameters incomplete",70,7.004895323030963E-2,1.0909197973237355,{"$error":"#N/A"},2600,{"$error":"#N/A"},0.11330227018517923,0.08,0.93558297875860919,30,0.41179046979065331,0.75214041785762054,0,null,null,null,{"$error":"#N/A"},{"$error":"#VALUE!"},{"$error":"#VALUE!"},{"$error":"#N/A"},{"$error":"#VALUE!"},259.48239625106862]
[null,"Input parameters incomplete","Input parameters incomplete","Input parameters incomplete","Input parameters incomplete",70,8.1932544417902528E-2,1.1302505729461958,{"$error":"#N/A"},2600,{"$error":"#N/A"},0.18149772694626498,0.08,0.95059159644683811,30,0.43420334226839585,0.71854458422863066,0,null,null,null,{"$error":"#N/A"},{"$error":"#VALUE!"},{"$error":"#VALUE!"},{"$error":"#N/A"},{"$error":"#VALUE!"},216.12025294399044]
[null,"Input parameters incomplete","Input parameters incomplete","Input parameters incomplete","Input parameters incomplete",70,8.452835318308613E-2,1.0195425080345359,{"$error":"#N/A"},2600,{"$error":"#N/A"},0.11789995993075406,0.08,0.94757392027223797,30,0.43767103373758942,0.63174523551131434,0,null,null,null,{"$error":"#N/A"},{"$error":"#VALUE!"},{"$error":"#VALUE!"},{"$error":"#N/A"},{"$error":"#VALUE!"},144.21933340922806]
[null,"Input parameters incomplete","Input parameters incomplete","Input parameters incomplete","Input parameters incomplete",70,5.8397385189845961E-2,1.0121083472266095,{"$error":"#N/A"},2600,{"$error":"#N/A"},0.17782904069222688,0.08,0.95000344712917051,30,0.44325359199241199,0.65885766517837485,0,null,null,null,{"$error":"#N/A"},{"$error":"#VALUE!"},{"$error":"#VALUE!"},{"$error":"#N/A"},{"$error":"#VALUE!"},227.35017940962689]
[null,"Input parameters incomplete","Input parameters incomplete","Input parameters incomplete","Input parameters incomplete",70,2.8811514482734436E-2,1.0803289035738886,{"$error":"#N/A"},2600,{"$error":"#N/A"},0.17430604076542205,0.08,0.91716314229586682,30,0.41623096826375133,0.72903420179858491,0,null,null,null,{"$error":"#N/A"},{"$error":"#VALUE!"},{"$error":"#VALUE!"},{"$error":"#N/A"},{"$error":"#VALUE!"},215.09820953440538]
[null,"Input parameters incomplete","Input parameters incomplete","Input parameters incomplete","Input parameters incomplete",70,4.9153788250171353E-2,0.99783714014924962,{"$error":"#N/A"},2600,{"$error":"#N/A"},0.1248181172325129,0.08,0.95539844326350165,30,0.42126662686097749,0.78904693874833709,0,null,null,null,{"$error":"#N/A"},{"$error":"#VALUE!"},{"$error":"#VALUE!"},{"$error":"#N/A"},{"$error":"#VALUE!"},142.97091062522739]
[null,"Input parameters incomplete","Input parameters incomplete","Input parameters incomplete","Input parameters incomplete",70,5.9535044959022267E-2,1.1469400946623636,{"$error":"#N/A"},2600,{"$error":"#N/A"},0.11914568323055047,0.08,0.98788033406672282,30,0.43937506436822471,0.75381206754074037,0,null,null,null,{"$error":"#N/A"},{"$error":"#VALUE!"},{"$error":"#VALUE!"},{"$error":"#N/A"},{"$error":"#VALUE!"},245.40349037054443]
[null,"Input parameters incomplete","Input parameters incomplete","Input parameters incomplete","Input parameters incomplete",70,5.697911233134189E-2,1.0610268248733137,{"$error":"#N/A"},2600,{"$error":"#N/A"},0.14018910116368793,0.08,0.93824161314404786,30,0.44643142189617413,0.74214336155046601,0,null,null,null,{"$error":"#N/A"},{"$error":"#VALUE!"},{"$error":"#VALUE!"},{"$error":"#N/A"},{"$error":"#VALUE!"},235.78318372592739]
[null,"Input parameters incomplete","Input parameters incomplete","Input parameters incomplete","Input parameters incomplete",70,7.7358142717712353E-2,1.0688088639275781,{"$error":"#N/A"},2600,{"$error":"#N/A"},0.15445911561878334,0.08,0.97879426486359744,30,0.47278180674330206,0.60034691176954014,0,null,null,null,{"$error":"#N/A"},{"$error":"#VALUE!"},{"$error":"#VALUE!"},{"$error":"#N/A"},{"$error":"#VALUE!"},199.48323377381126]
[null,"Input parameters incomplete","Input parameters incomplete","Input parameters incomplete","Input parameters incomplete",70,2.2817038671445786E-2,1.0215728568347859,{"$error":"#N/A"},2600,{"$error":"#N/A"},0.11831195783690523,0.08,0.96674310007201569,30,0.46044036968159285,0.64798825966113915,0,null,null,null,{"$error":"#N/A"},{"$error":"#VALUE!"},{"$error":"#VALUE!"},{"$error":"#N/A"},{"$error":"#VALUE!"},209.26794017735494]
[null,"Input parameters incomplete","Input parameters incomplete","Input parameters incomplete","Input parameters incomplete",70,3.7046095931324484E-2,1.0714809398814655,{"$error":"#N/A"},2600,{"$error":"#N/A"},0.16166682942927157,0.08,0.97000866046218648,30,0.49459941773160015,0.79066922654786254,0,null,null,null,{"$error":"#N/A"},{"$error":"#VALUE!"},{"$error":"#VALUE!"},{"$error":"#N/A"},{"$error":"#VALUE!"},150.15774964239802]
[null,"Input parameters incomplete","Input parameters incomplete","Input parameters incomplete","Input parameters incomplete",70,7.3772154640885004E-2,1.0658474200472763,{"$error":"#N/A"},2600,{"$error":"#N/A"},0.11364654815721156,0.08,0.9609829439853147,30,0.47520452195761198,0.60626942677154372,0,null,null,null,{"$error":"#N/A"},{"$error":"#VALUE!"},{"$error":"#VALUE!"},{"$error":"#N/A"},{"$error":"#VALUE!"},273.18712342340615]
[null,"Input parameters incomplete","Input parameters incomplete","Input parameters incomplete","Input parameters incomplete",70,4.4000027728855584E-2,1.0517109629788963,{"$error":"#N/A"},2600,{"$error":"#N/A"},0.13448996614987752,0.08,0.94017322529788749,30,0.40448147125449346,0.64618669888983304,0,null,null,null,{"$error":"#N/A"},{"$error":"#VALUE!"},{"$error":"#VALUE!"},{"$error":"#N/A"},{"$error":"#VALUE!"},181.10261094389409]
[null,"Input parameters incomplete","Input parameters incomplete","Input parameters incomplete","Input parameters incomplete",70,8.6005634217474924E-2,1.0161638673437647,{"$error":"#N/A"},2600,{"$error":"#N/A"},0.10296732517914139,0.08,0.91808159344890861,30,0.4177605780417899,0.66266889001213847,0,null,null,null,{"$error":"#N/A"},{"$error":"#VALUE!"},{"$error":"#VALUE!"},{"$error":"#N/A"},{"$error":"#VALUE!"},286.2614795552214]
[null,"Input parameters incomplete","Input parameters incomplete","Input parameters incomplete","Input parameters incomplete",70,3.0231957300743822E-3,1.0960616569204615,{"$error":"#N/A"},2600,{"$error":"#N/A"},0.15963767067720827,0.08,0.94596188422331673,30,0.43225886356362864,0.74807125132832275,0,null,null,null,{"$error":"#N/A"},{"$error":"#VALUE!"},{"$error":"#VALUE!"},{"$error":"#N/A"},{"$error":"#VALUE!"},216.24437742586085]
[null,"Input parameters incomplete","Input parameters incomplete","Input parameters incomplete","Input parameters incomplete",70,8.4255966841862276E-2,1.0390606225839414,{"$error":"#N/A"},2600,{"$error":"#N/A"},0.14880836315053075,0.08,0.90336932335530573,30,0.44388006138480446,0.73024445754611245,0,null,null,null,{"$error":"#N/A"},{"$error":"#VALUE!"},{"$error":"#VALUE!"},{"$error":"#N/A"},{"$error":"#VALUE!"},121.12315279089876]
[null,"Input parameters incomplete","Input parameters incomplete","Input parameters incomplete","Input parameters incomplete",70,4.2072707276139931E-2,1.1660061578803955,{"$error":"#N/A"},2600,{"$error":"#N/A"},0.15562647874686886,0.08,0.95357480550254914,30,0.47002415989428004,0.70758899713240209,0,null,null,null,{"$error":"#N/A"},{"$error":"#VALUE!"},{"$error":"#VALUE!"},{"$error":"#N/A"},{"$error":"#VALUE!"},163.77687422051656]
[null,"Input parameters incomplete","Input parameters incomplete","Input parameters incomplete","Input parameters incomplete",70,7.5622306203566914E-2,1.0276423654015012,{"$error":"#N/A"},2600,{"$error":"#N/A"},0.11424045606512004,0.08,0.93840260338240056,30,0.48123665255943038,0.71831837013919353,0,null,null,null,{"$error":"#N/A"},{"$error":"#VALUE!"},{"$error":"#VALUE!"},{"$error":"#N/A"},{"$error":"#VALUE!"},175.2821050618999]
[null,"Input parameters incomplete","Input parameters incomplete","Input parameters incomplete","Input parameters incomplete",70,5.049713552398221E-2,1.0659170664497311,{"$error":"#N/A"},2600,{"$error":"#N/A"},0.19335686495915239,0.08,0.9527634858409485,30,0.47736380146531548,0.78919182914523378,0,null,null,null,{"$error":"#N/A"},{"$error":"#VALUE!"},{"$error":"#VALUE!"},{"$error":"#N/A"},{"$error":"#VALUE!"},250.78536350457736]
[null,"Input parameters incomplete","Input parameters incomplete","Input parameters incomplete","Input parameters incomplete",70,7.9060995100413811E-2,1.0516998718880206,{"$error":"#N/A"},2600,{"$error":"#N/A"},0.13834658117101559,0.08,0.95974022049618524,30,0.40928757110418407,0.69566323138188479,0,null,null,null,{"$error":"#N/A"},{"$error":"#VALUE!"},{"$error":"#VALUE!"},{"$error":"#N/A"},{"$error":"#VALUE!"},154.7434133762269]
[null,"Input parameters incomplete","Input parameters incomplete","Input parameters incomplete","Input parameters incomplete",70,5.3879439531580788E-2,1.0893026219158977,{"$error":"#N/A"},2600,{"$error":"#N/A"},0.16506558612118205,0.08,0.90761856602494584,30,0.48599219591932058,0.66627919015559711,0,null,null,null,{"$error":"#N/A"},{"$error":"#VALUE!"},{"$error":"#VALUE!"},{"$error":"#N/A"},{"$error":"#VALUE!"},268.38193614430486]
[null,"Input parameters incomplete","Input parameters incomplete","Input parameters incomplete","Input parameters incomplete",70,5.7659888017057279E-2,1.0324302613601701,{"$error":"#N/A"},2600,{"$error":"#N/A"},0.12430688974816795,0.08,0.9702224024685121,30,0.48839578576063691,0.6525619548622339,0,null,null,null,{"$error":"#N/A"},{"$error":"#VALUE!"},{"$error":"#VALUE!"},{"$error":"#N/A"},{"$error":"#VALUE!"},249.74139633979351]
[null,"Input parameters incomplete","Input parameters incomplete","Input parameters incomplete","Input parameters incomplete",70,4.9574013243540493E-2,1.1224717795367831,{"$error":"#N/A"},2600,{"$error":"#N/A"},0.15872259355627855,0.08,0.95409539549685762,30,0.47205692971641594,0.60638100022196106,0,null,null,null,{"$error":"#N/A"},{"$error":"#VALUE!"},{"$error":"#VALUE!"},{"$error":"#N/A"},{"$error":"#VALUE!"},181.09111834283422]
[null,"Input parameters incomplete","Input parameters incomplete","Input parameters incomplete","Input parameters incomplete",70,6.3999904182318615E-2,1.0478902606733889,{"$error":"#N/A"},2600,{"$error":"#N/A"},0.17393994897893261,0.08,0.97028076806899444,30,0.48909865263599678,0.70519406459789824,0,null,null,null,{"$error":"#N/A"},{"$error":"#VALUE!"},{"$error":"#VALUE!"},{"$error":"#N/A"},{"$error":"#VALUE!"},163.21090787585166]
[null,"Input parameters incomplete","Input parameters incomplete","Input parameters incomplete","Input parameters incomplete",70,5.3603131065818044E-2,1.047826010568595,{"$error":"#N/A"},2600,{"$error":"#N/A"},0.14935882842273696,0.08,0.92445310927138602,30,0.40590160209662723,0.68729095428082854,0,null,null,null,{"$error":"#N/A"},{"$error":"#VALUE!"},{"$error":"#VALUE!"},{"$error":"#N/A"},{"$error":"#VALUE!"},124.22791061038731]
[null,"Input parameters incomplete","Input parameters incomplete","Input parameters incomplete","Input parameters incomplete",70,3.7626261060552564E-2,1.0914356472985931,{"$error":"#N/A"},2600,{"$error":"#N/A"},0.14565337199223016,0.08,0.95884974476493878,30,0.44065303001684114,0.67230506484924069,0,null,null,null,{"$error":"#N/A"},{"$error":"#VALUE!"},{"$error":"#VALUE!"},{"$error":"#N/A"},{"$error":"#VALUE!"},318.28240714777769]
[null,"Input parameters incomplete","Input parameters incomplete","Input parameters incomplete","Input parameters incomplete",70,7.0340238620866469E-2,1.0409609843061891,{"$error":"#N/A"},2600,{"$error":"#N/A"},9.5308153328390585E-2,0.08,0.98083301276806067,30,0.44684328345193325,0.76545323196283754,0,null,null,null,{"$error":"#N/A"},{"$error":"#VALUE!"},{"$error":"#VALUE!"},{"$error":"#N/A"},{"$error":"#VALUE!"},256.91992810547282]
[null,"Input parameters incomplete","Input parameters incomplete","Input parameters incomplete","Input parameters incomplete",70,6.4117417420918643E-2,0.99103029149782129,{"$error":"#N/A"},2600,{"$error":"#N/A"},0.16440529959998201,0.08,0.99559333286336194,30,0.44418344816032351,0.61479820286723019,0,null,null,null,{"$error":"#N/A"},{"$error":"#VALUE!"},{"$error":"#VALUE!"},{"$error":"#N/A"},{"$error":"#VALUE!"},276.59264702854682]
[null,"Input parameters incomplete","Input parameters incomplete","Input parameters incomplete","Input parameters incomplete",70,6.4237169740388567E-2,1.0472040953192672,{"$error":"#N/A"},2600,{"$error":"#N/A"},0.1978385957368731,0.08,0.95040455160389326,30,0.46626260888101967,0.68445799158618659,0,null,null,null,{"$error":"#N/A"},{"$error":"#VALUE!"},{"$error":"#VALUE!"},{"$error":"#N/A"},{"$error":"#VALUE!"},147.26442598447667]
[null,"Input parameters incomplete","Input parameters incomplete","Input parameters incomplete","Input parameters incomplete",70,7.023157397340074E-2,1.1025944889823205,{"$error":"#N/A"},2600,{"$error":"#N/A"},0.16059505424384179,0.08,0.95187157330040895,30,0.4864874015710281,0.63241700928545053,0,null,null,null,{"$error":"#N/A"},{"$error":"#VALUE!"},{"$error":"#VALUE!"},{"$error":"#N/A"},{"$error":"#VALUE!"},236.60742454721478]
[null,"Input parameters incomplete","Input parameters incomplete","Input parameters incomplete","Input parameters incomplete",70,5.6195924491282266E-2,1.1515194687988444,{"$error":"#N/A"},2600,{"$error":"#N/A"},0.19012235853036355,0.08,0.91498611796142526,30,0.49267394415111421,0.68567636523376552,0,null,null,null,{"$error":"#N/A"},{"$error":"#VALUE!"},{"$error":"#VALUE!"},{"$error":"#N/A"},{"$error":"#VALUE!"},160.10222270870017]
[null,"Input parameters incomplete","Input parameters incomplete","Input parameters incomplete","Input parameters incomplete",70,1.9149744760344971E-2,0.98393538994704333,{"$error":"#N/A"},2600,{"$error":"#N/A"},0.16770011345770355,0.08,0.92169487386625382,30,0.41979799375191129,0.6699350990298687,0,null,null,null,{"$error":"#N/A"},{"$error":"#VALUE!"},{"$error":"#VALUE!"},{"$error":"#N/A"},{"$error":"#VALUE!"},195.05223759187425]
[null,"Input parameters incomplete","Input parameters incomplete","Input parameters incomplete","Input parameters incomplete",70,0.10529479140129554,1.0841705092095506,{"$error":"#N/A"},2600,{"$error":"#N/A"},0.14004504426604883,0.08,0.92227455115749712,30,0.44876369723117976,0.63563420817263716,0,null,null,null,{"$error":"#N/A"},{"$error":"#VALUE!"},{"$error":"#VALUE!"},{"$error":"#N/A"},{"$error":"#VALUE!"},138.08906908418356]
[null,"Input parameters incomplete","Input parameters incomplete","Input parameters incomplete","Input parameters incomplete",70,4.5420881233299369E-2,1.0289917905096719,{"$error":"#N/A"},2600,{"$error":"#N/A"},0.18213174571176097,0.08,0.95305352978218327,30,0.46360940209295665,0.78794021781109536,0,null,null,null,{"$error":"#N/A"},{"$error":"#VALUE!"},{"$error":"#VALUE!"},{"$error":"#N/A"},{"$error":"#VALUE!"},183.73438821373739]
[null,"Input parameters incomplete","Input parameters incomplete","Input parameters incomplete","Input parameters incomplete",70,3.2776405795192122E-2,1.0022969126739656,{"$error":"#N/A"},2600,{"$error":"#N/A"},0.12905656428410986,0.08,0.93918960863608736,30,0.46562355569388547,0.61924289502519825,0,null,null,null,{"$error":"#N/A"},{"$error":"#VALUE!"},{"$error":"#VALUE!"},{"$error":"#N/A"},{"$error":"#VALUE!"},239.97446299862742]
[null,"Input parameters incomplete","Input parameters incomplete","Input parameters incomplete","Input parameters incomplete",70,3.1158349232520453E-2,1.0748978418330895,{"$error":"#N/A"},2600,{"$error":"#N/A"},0.16703143324226061,0.08,0.97366142811915612,30,0.47055950088095744,0.74886763611172469,0,null,null,null,{"$error":"#N/A"},{"$error":"#VALUE!"},{"$error":"#VALUE!"},{"$error":"#N/A"},{"$error":"#VALUE!"},128.4561272999461]
[null,"Input parameters incomplete","Input parameters incomplete","Input parameters incomplete","Input parameters incomplete",70,7.0308886322936595E-2,1.0564270130196256,{"$error":"#N/A"},2600,{"$error":"#N/A"},0.18840773055305116,0.08,0.9201524857950889,30,0.43750990450383043,0.60173427322673467,0,null,null,null,{"$error":"#N/A"},{"$error":"#VALUE!"},{"$error":"#VALUE!"},{"$error":"#N/A"},{"$error":"#VALUE!"},171.01956056933903]
[null,"Input parameters incomplete","Input parameters incomplete","Input parameters incomplete","Input parameters incomplete",70,7.8447416821296745E-2,1.0684062924927047,{"$error":"#N/A"},2600,{"$error":"#N/A"},0.14094619953045534,0.08,0.93496564943954008,30,0.48417564760440074,0.61609974210239571,0,null,null,null,{"$error":"#N/A"},{"$error":"#VALUE!"},{"$error":"#VALUE!"},{"$error":"#N/A"},{"$error":"#VALUE!"},163.86068309793257]
[null,"Input parameters incomplete","Input parameters incomplete","Input parameters incomplete","Input parameters incomplete",70,6.9560158837577213E-2,1.0687264064196114,{"$error":"#N/A"},2600,{"$error":"#N/A"},8.6461211829026718E-2,0.08,0.98183050057344579,30,0.45864554370903415,0.7241635846976795,0,null,null,null,{"$error":"#N/A"},{"$error":"#VALUE!"},{"$error":"#VALUE!"},{"$error":"#N/A"},{"$error":"#VALUE!"},120.55661507062118]
[null,"Input parameters incomplete","Input parameters incomplete","Input parameters incomplete","Input parameters incomplete",70,6.7368417059215854E-2,1.1278595430623184,{"$error":"#N/A"},2600,{"$error":"#N/A"},0.11834780744337597,0.08,0.95074781136063169,30,0.45923942555185926,0.63888653993086708,0,null,null,null,{"$error":"#N/A"},{"$error":"#VALUE!"},{"$error":"#VALUE!"},{"$error":"#N/A"},{"$error":"#VALUE!"},187.85686147496656]
[null,"Input parameters incomplete","Input parameters incomplete","Input parameters incomplete","Input parameters incomplete",70,8.0503936904806492E-2,1.0248061370381139,{"$error":"#N/A"},2600,{"$error":"#N/A"},0.14702878338999745,0.08,0.93265125091445289,30,0.45361368040597427,0.64257804124728557,0,null,null,null,{"$error":"#N/A"},{"$error":"#VALUE!"},{"$error":"#VALUE!"},{"$error":"#N/A"},{"$error":"#VALUE!"},148.21172933979014]
[null,"Input parameters incomplete","Input parameters incomplete","Input parameters incomplete","Input parameters incomplete",70,6.40018086741381E-2,1.1298383935021701,{"$error":"#N/A"},2600,{"$error":"#N/A"},8.6076485697253305E-2,0.08,0.93055471595850581,30,0.4986614812193792,0.79986423101789617,0,null,null,null,{"$error":"#N/A"},{"$error":"#VALUE!"},{"$error":"#VALUE!"},{"$error":"#N/A"},{"$error":"#VALUE!"},262.09414063813983]
[null,"Input parameters incomplete","Input parameters incomplete","Input parameters incomplete","Input parameters incomplete",70,3.0626996509063413E-2,1.0403749038034291,{"$error":"#N/A"},2600,{"$error":"#N/A"},0.17864480738632371,0.08,0.99072201843155483,30,0.46796670961281367,0.68566114901122799,0,null,null,null,{"$error":"#N/A"},{"$error":"#VALUE!"},{"$error":"#VALUE!"},{"$error":"#N/A"},{"$error":"#VALUE!"},244.57154703401039]
[null,"Input parameters incomplete","Input parameters incomplete","Input parameters incomplete","Input parameters incomplete",70,8.5206405640045307E-2,1.0639955199017961,{"$error":"#N/A"},2600,{"$error":"#N/A"},8.7755361369384721E-2,0.08,0.94248417708972732,30,0.46578586336632899,0.61858774037957098,0,null,null,null,{"$error":"#N/A"},{"$error":"#VALUE!"},{"$error":"#VALUE!"},{"$error":"#N/A"},{"$error":"#VALUE!"},131.19396205400363]
[null,"Input parameters incomplete","Input parameters incomplete","Input parameters incomplete","Input parameters incomplete",70,5.6078726149878327E-2,1.0643801616320419,{"$error":"#N/A"},2600,{"$error":"#N/A"},0.114560494857938,0.08,0.99514209120936881,30,0.46743233897406378,0.71201706367188256,0,null,null,null,{"$error":"#N/A"},{"$error":"#VALUE!"},{"$error":"#VALUE!"},{"$error":"#N/A"},{"$error":"#VALUE!"},224.37547964068517]
[null,"Input parameters incomplete","Input parameters incomplete","Input parameters incomplete","Input parameters incomplete",70,4.0738745991644384E-2,1.0507562701213982,{"$error":"#N/A"},2600,{"$error":"#N/A"},0.14739795338111342,0.08,0.97005088349877422,30,0.46638451941791281,0.71271525468107877,0,null,null,null,{"$error":"#N/A"},{"$error":"#VALUE!"},{"$error":"#VALUE!"},{"$error":"#N/A"},{"$error":"#VALUE!"},267.15151217882266]
[null,"Input parameters incomplete","Input parameters incomplete","Input parameters incomplete","Input parameters incomplete",70,5.2749122388611902E-2,1.1102003951601962,{"$error":"#N/A"},2600,{"$error":"#N/A"},0.13666031054880351,0.08,0.92596443338582546,30,0.43949433702592894,0.67448352043694648,0,null,null,null,{"$error":"#N/A"},{"$error":"#VALUE!"},{"$error":"#VALUE!"},{"$error":"#N/A"},{"$error":"#VALUE!"},229.15889816397222]
[null,"Input parameters incomplete","Input parameters incomplete","Input parameters incomplete","Input parameters incomplete",70,5.9524095909327189E-2,1.0606574394295902,{"$error":"#N/A"},2600,{"$error":"#N/A"},0.17046674285920632,0.08,0.95600770905992849,30,0.49101625526913528,0.67525278894438656,0,null,null,null,{"$error":"#N/A"},{"$error":"#VALUE!"},{"$error":"#VALUE!"},{"$error":"#N/A"},{"$error":"#VALUE!"},136.23285265489679]
[null,"Input parameters incomplete","Input parameters incomplete","Input parameters incomplete","Input parameters incomplete",70,4.4532415264784339E-2,1.130001119841896,{"$error":"#N/A"},2600,{"$error":"#N/A"},0.1918629374426421,0.08,0.97473637837890004,30,0.41682426982371668,0.76972949830414972,0,null,null,null,{"$error":"#N/A"},{"$error":"#VALUE!"},{"$error":"#VALUE!"},{"$error":"#N/A"},{"$error":"#VALUE!"},197.96924850122815]
[null,"Input parameters incomplete","Input parameters incomplete","Input parameters incomplete","Input parameters incomplete",70,8.3521084686608002E-2,1.0661310044645305,{"$error":"#N/A"},2600,{"$error":"#N/A"},8.5152773121918476E-2,0.08,0.95518921641448973,30,0.40162451064913335,0.62356173725667663,0,null,null,null,{"$error":"#N/A"},{"$error":"#VALUE!"},{"$error":"#VALUE!"},{"$error":"#N/A"},{"$error":"#VALUE!"},157.2225898252174]
[null,"Input parameters incomplete","Input parameters incomplete","Input parameters incomplete","Input parameters incomplete",70,6.4355312117318694E-2,1.1482068924733178,{"$error":"#N/A"},2600,{"$error":"#N/A"},9.7513304359657813E-2,0.08,0.95863747494335971,30,0.46679258898009135,0.69078176980983252,0,null,null,null,{"$error":"#N/A"},{"$error":"#VALUE!"},{"$error":"#VALUE!"},{"$error":"#N/A"},{"$error":"#VALUE!"},226.27089657739893]
[null,"Input parameters incomplete","Input parameters incomplete","Input parameters incomplete","Input parameters incomplete",70,4.6974691288898557E-2,1.0794588333459842,{"$error":"#N/A"},2600,{"$error":"#N/A"},0.10984831425612958,0.08,0.95470882084978381,30,0.40421324724697472,0.70886711372722044,0,null,null,null,{"$error":"#N/A"},{"$error":"#VALUE!"},{"$error":"#VALUE!"},{"$error":"#N/A"},{"$error":"#VALUE!"},119.13094160419735]
[null,"Input parameters incomplete","Input parameters incomplete","Input parameters incomplete","Input parameters incomplete",70,7.0159152100459074E-2,1.0160477346471317,{"$error":"#N/A"},2600,{"$error":"#N/A"},0.13559082276385351,0.08,0.97950770592960645,30,0.44343496355641226,0.65707174136225055,0,null,null,null,{"$error":"#N/A"},{"$error":"#VALUE!"},{"$error":"#VALUE!"},{"$error":"#N/A"},{"$error":"#VALUE!"},242.42709527961711]
[null,"Input parameters incomplete","Input parameters incomplete","Input parameters incomplete","Input parameters incomplete",70,3.6944522422601864E-2,1.0173601404792556,{"$error":"#N/A"},2600,{"$error":"#N/A"},0.19026588913792034,0.08,0.96034210690837041,30,0.41266169220389792,0.69782257947659754,0,null,null,null,{"$error":"#N/A"},{"$error":"#VALUE!"},{"$error":"#VALUE!"},{"$error":"#N/A"},{"$error":"#VALUE!"},202.56314311941958]
[null,"Input parameters incomplete","Input parameters incomplete","Input parameters incomplete","Input parameters incomplete",70,5.1244927689778987E-2,1.0566320588974301,{"$error":"#N/A"},2600,{"$error":"#N/A"},0.14244142317849809,0.08,0.92390075575579067,30,0.41079220114819337,0.79492655300265525,0,null,null,null,{"$error":"#N/A"},{"$error":"#VALUE!"},{"$error":"#VALUE!"},{"$error":"#N/A"},{"$error":"#VALUE!"},155.45843423074194]
[null,"Input parameters incomplete","Input parameters incomplete","Input parameters incomplete","Input parameters incomplete",70,7.1353970047885851E-2,1.093229646291169,{"$error":"#N/A"},2600,{"$error":"#N/A"},0.14760039349269283,0.08,0.9468649645823205,30,0.47348996594570708,0.71471200231018872,0,null,null,null,{"$error":"#N/A"},{"$error":"#VALUE!"},{"$error":"#VALUE!"},{"$error":"#N/A"},{"$error":"#VALUE!"},239.84001504269079]
[null,"Input parameters incomplete","Input parameters incomplete","Input parameters incomplete","Input parameters incomplete",70,8.4338250096535672E-2,1.1214792138438501,{"$error":"#N/A"},2600,{"$error":"#N/A"},0.1906729887847774,0.08,0.92184153122267021,30,0.48442481289527739,0.79797984089216678,0,null,null,null,{"$error":"#N/A"},{"$error":"#VALUE!"},{"$error":"#VALUE!"},{"$error":"#N/A"},{"$error":"#VALUE!"},259.16074446047867]
[null,"Input parameters incomplete","Input parameters incomplete","Input parameters incomplete","Input parameters incomplete",70,4.0503668704747087E-2,1.0327345755556998,{"$error":"#N/A"},2600,{"$error":"#N/A"},0.17701239284452658,0.08,0.962929319480618,30,0.45760481073118903,0.72648507567621279,0,null,null,null,{"$error":"#N/A"},{"$error":"#VALUE!"},{"$error":"#VALUE!"},{"$error":"#N/A"},{"$error":"#VALUE!"},189.76234703392529]
[null,"Input parameters incomplete","Input parameters incomplete","Input parameters incomplete","Input parameters incomplete",70,4.8579178314105811E-2,1.0355913151975273,{"$error":"#N/A"},2600,{"$error":"#N/A"},0.15539246797003223,0.08,0.94794237318955465,30,0.43610934918736066,0.66786085762115677,0,null,null,null,{"$error":"#N/A"},{"$error":"#VALUE!"},{"$error":"#VALUE!"},{"$error":"#N/A"},{"$error":"#VALUE!"},155.15232659045199]
[null,"Input parameters incomplete","Input parameters incomplete","Input parameters incomplete","Input parameters incomplete",70,5.8371865619435338E-2,1.0344057331631409,{"$error":"#N/A"},2600,{"$error":"#N/A"},0.10298480083517723,0.08,0.92347355876082726,30,0.40374551713332063,0.6928351748228434,0,null,null,null,{"$error":"#N/A"},{"$error":"#VALUE!"},{"$error":"#VALUE!"},{"$error":"#N/A"},{"$error":"#VALUE!"},249.68639498223882]
[null,"Input parameters incomplete","Input parameters incomplete","Input parameters incomplete","Input parameters incomplete",70,8.775110002199811E-2,0.97870481960497446,{"$error":"#N/A"},2600,{"$error":"#N/A"},9.2439162152293558E-2,0.08,0.991281275908937,30,0.46009302841182392,0.73076235427519953,0,null,null,null,{"$error":"#N/A"},{"$error":"#VALUE!"},{"$error":"#VALUE!"},{"$error":"#N/A"},{"$error":"#VALUE!"},238.69076921008354]
[null,"Input parameters incomplete","Input parameters incomplete","Input parameters incomplete","Input parameters incomplete",70,2.8023776617420088E-2,1.1237793454822465,{"$error":"#N/A"},2600,{"$error":"#N/A"},0.14659561903263463,0.08,0.94518548357132803,30,0.40839892294879687,0.69195723179488056,0,null,null,null,{"$error":"#N/A"},{"$error":"#VALUE!"},{"$error":"#VALUE!"},{"$error":"#N/A"},{"$error":"#VALUE!"},261.32669707848243]
[null,"Input parameters incomplete","Input parameters incomplete","Input parameters incomplete","Input parameters incomplete",70,6.5814398498248966E-2,1.0924508157583355,{"$error":"#N/A"},2600,{"$error":"#N/A"},0.12732255894127478,0.08,0.9174345582244926,30,0.44558444575086864,0.65906922125160083,0,null,null,null,{"$error":"#N/A"},{"$error":"#VALUE!"},{"$error":"#VALUE!"},{"$error":"#N/A"},{"$error":"#VALUE!"},249.21390555972036]
[null,"Input parameters incomplete","Input parameters incomplete","Input parameters incomplete","Input parameters incomplete",70,4.4311254648381551E-2,1.0976160509426682,{"$error":"#N/A"},2600,{"$error":"#N/A"},0.10715296431583554,0.08,0.95610193816002642,30,0.47096645671259468,0.75673570690011538,0,null,null,null,{"$error":"#N/A"},{"$error":"#VALUE!"},{"$error":"#VALUE!"},{"$error":"#N/A"},{"$error":"#VALUE!"},132.72624648292242]
[null,"Input parameters incomplete","Input parameters incomplete","Input parameters incomplete","Input parameters incomplete",70,8.4287774612536018E-2,1.1475146969501433,{"$error":"#N/A"},2600,{"$error":"#N/A"},0.14012888045518657,0.08,0.94575901044074095,30,0.41787510242244996,0.64550384020427343,0,null,null,null,{"$error":"#N/A"},{"$error":"#VALUE!"},{"$error":"#VALUE!"},{"$error":"#N/A"},{"$error":"#VALUE!"},255.89843710821151]
[null,"Input parameters incomplete","Input parameters incomplete","Input parameters incomplete","Input parameters incomplete",70,6.5243164020103647E-2,1.0687872071684463,{"$error":"#N/A"},2600,{"$error":"#N/A"},0.13496832458590063,0.08,0.95878975684203149,30,0.40720241421291253,0.72046270195496087,0,null,null,null,{"$error":"#N/A"},{"$error":"#VALUE!"},{"$error":"#VALUE!"},{"$error":"#N/A"},{"$error":"#VALUE!"},179.61932558695599]
[null,"Input parameters incomplete","Input parameters incomplete","Input parameters incomplete","Input parameters incomplete",70,3.3748924273055703E-2,0.99924298393924416,{"$error":"#N/A"},2600,{"$error":"#N/A"},0.10312451542726096,0.08,0.95285370230787925,30,0.42285290097624578,0.67146850909072253,0,null,null,null,{"$error":"#N/A"},{"$error":"#VALUE!"},{"$error":"#VALUE!"},{"$error":"#N/A"},{"$error":"#VALUE!"},164.98945017910273]
[null,"Input parameters incomplete","Input parameters incomplete","Input parameters incomplete","Input parameters incomplete",70,7.7054021716081403E-2,1.0011676913846403,{"$error":"#N/A"},2600,{"$error":"#N/A"},0.11176792525407775,0.08,0.96273098497177212,30,0.43149002986710711,0.79298970601586949,0,null,null,null,{"$error":"#N/A"},{"$error":"#VALUE!"},{"$error":"#VALUE!"},{"$error":"#N/A"},{"$error":"#VALUE!"},181.60381118405934]
[null,"Input parameters incomplete","Input parameters incomplete","Input parameters incomplete","Input parameters incomplete",70,2.2828258892667243E-2,1.0449142496849275,{"$error":"#N/A"},2600,{"$error":"#N/A"},8.1982909845541699E-2,0.08,0.95125516780894792,30,0.4366466040040643,0.65751188519142778,0,null,null,null,{"$error":"#N/A"},{"$error":"#VALUE!"},{"$error":"#VALUE!"},{"$error":"#N/A"},{"$error":"#VALUE!"},254.82502558340167]
[null,"Input parameters incomplete","Input parameters incomplete","Input parameters incomplete","Input parameters incomplete",70,8.0941694622693655E-2,1.0872815308233243,{"$error":"#N/A"},2600,{"$error":"#N/A"},0.12204479131806832,0.08,0.91322995350339464,30,0.41322812980669654,0.6380844810269608,0,null,null,null,{"$error":"#N/A"},{"$error":"#VALUE!"},{"$error":"#VALUE!"},{"$error":"#N/A"},{"$error":"#VALUE!"},255.01667411936933]
[null,"Input parameters incomplete","Input parameters incomplete","Input parameters incomplete","Input parameters incomplete",70,9.7432233143501717E-2,1.0152202540679702,{"$error":"#N/A"},2600,{"$error":"#N/A"},0.16547350202086747,0.08,0.98600973001795755,30,0.43206343734640773,0.62265275424601263,0,null,null,null,{"$error":"#N/A"},{"$error":"#VALUE!"},{"$error":"#VALUE!"},{"$error":"#N/A"},{"$error":"#VALUE!"},227.099578721775]
[null,"Input parameters incomplete","Input parameters incomplete","Input parameters incomplete","Input parameters incomplete",70,8.5198470856005057E-2,1.0532564264225535,{"$error":"#N/A"},2600,{"$error":"#N/A"},0.11192718814049885,0.08,0.9486814793321513,30,0.41807690957482191,0.71211396187423515,0,null,null,null,{"$error":"#N/A"},{"$error":"#VALUE!"},{"$error":"#VALUE!"},{"$error":"#N/A"},{"$error":"#VALUE!"},265.57269682506791]
[null,"Input parameters incomplete","Input parameters incomplete","Input parameters incomplete","Input parameters incomplete",70,6.1694961471937718E-2,1.1577619134096278,{"$error":"#N/A"},2600,{"$error":"#N/A"},0.1279018209226831,0.08,0.94480099942207041,30,0.44461570478579715,0.79915697163546151,0,null,null,null,{"$error":"#N/A"},{"$error":"#VALUE!"},{"$error":"#VALUE!"},{"$error":"#N/A"},{"$error":"#VALUE!"},270.83258902509925]
[null,"Input parameters incomplete","Input parameters incomplete","Input parameters incomplete","Input parameters incomplete",70,7.3653192668870521E-2,1.1101471836038155,{"$error":"#N/A"},2600,{"$error":"#N/A"},0.10341120936745318,0.08,0.94564493547934625,30,0.45323903943605365,0.60908575639479179,0,null,null,null,{"$error":"#N/A"},{"$error":"#VALUE!"},{"$error":"#VALUE!"},{"$error":"#N/A"},{"$error":"#VALUE!"},266.14095601020483]
[null,"Input parameters incomplete","Input parameters incomplete","Input parameters incomplete","Input parameters incomplete",70,5.2971930705140828E-2,1.0875731596729885,{"$error":"#N/A"},2600,{"$error":"#N/A"},0.13937676504500629,0.08,0.97668874992070787,30,0.49514850714888536,0.61821515347058376,0,null,null,null,{"$error":"#N/A"},{"$error":"#VALUE!"},{"$error":"#VALUE!"},{"$error":"#N/A"},{"$error":"#VALUE!"},247.34359261939997]
[null,"Input parameters incomplete","Input parameters incomplete","Input parameters incomplete","Input parameters incomplete",70,6.8607132300304602E-2,1.0237474720714339,{"$error":"#N/A"},2600,{"$error":"#N/A"},0.16875457735204755,0.08,0.93191461875839376,30,0.47277523653777581,0.62821474249441045,0,null,null,null,{"$error":"#N/A"},{"$error":"#VALUE!"},{"$error":"#VALUE!"},{"$error":"#N/A"},{"$error":"#VALUE!"},211.34484716519424]
[null,"Input parameters incomplete","Input parameters incomplete","Input parameters incomplete","Input parameters incomplete",70,6.2533451268880116E-2,1.0291239958982021,{"$error":"#N/A"},2600,{"$error":"#N/A"},0.1397187366158931,0.08,0.95095578523063862,30,0.48757622339229217,0.76955070158539651,0,null,null,null,{"$error":"#N/A"},{"$error":"#VALUE!"},{"$error":"#VALUE!"},{"$error":"#N/A"},{"$error":"#VALUE!"},123.45931884566416]
[null,"Input parameters incomplete","Input parameters incomplete","Input parameters incomplete","Input parameters incomplete",70,7.2471747716752244E-2,1.0453645305587917,{"$error":"#N/A"},2600,{"$error":"#N/A"},0.15982976485449912,0.08,0.96512652710897751,30,0.459765582865162,0.61161522198403329,0,null,null,null,{"$error":"#N/A"},{"$error":"#VALUE!"},{"$error":"#VALUE!"},{"$error":"#N/A"},{"$error":"#VALUE!"},229.77463548076133]
[null,"Input parameters incomplete","Input parameters incomplete","Input parameters incomplete","Input parameters incomplete",70,3.5643338559235384E-2,1.0678356655280195,{"$error":"#N/A"},2600,{"$error":"#N/A"},0.12681467658152787,0.08,0.94027208142727625,30,0.48279306695543095,0.74601346922940781,0,null,null,null,{"$error":"#N/A"},{"$error":"#VALUE!"},{"$error":"#VALUE!"},{"$error":"#N/A"},{"$error":"#VALUE!"},148.54989496373446]
[null,"Input parameters incomplete","Input parameters incomplete","Input parameters incomplete","Input parameters incomplete",70,4.395393383538887E-2,1.1078373762039664,{"$error":"#N/A"},2600,{"$error":"#N/A"},0.14770827649059851,0.08,0.95614981743840455,30,0.49220066312055377,0.68879560289596564,0,null,null,null,{"$error":"#N/A"},{"$error":"#VALUE!"},{"$error":"#VALUE!"},{"$error":"#N/A"},{"$error":"#VALUE!"},150.29102622976177]
[null,"Input parameters incomplete","Input parameters incomplete","Input parameters incomplete","Input parameters incomplete",70,7.3925112773887552E-2,1.093067159277836,{"$error":"#N/A"},2600,{"$error":"#N/A"},0.13605924083790727,0.08,0.95014735995336375,30,0.4545692377047017,0.72711191829005872,0,null,null,null,{"$error":"#N/A"},{"$error":"#VALUE!"},{"$error":"#VALUE!"},{"$error":"#N/A"},{"$error":"#VALUE!"},144.18198432374928]
[null,"Input parameters incomplete","Input parameters incomplete","Input parameters incomplete","Input parameters incomplete",70,8.7708765246681045E-2,1.0512201858761019,{"$error":"#N/A"},2600,{"$error":"#N/A"},0.12154696775231746,0.08,0.9270605534372478,30,0.45477495826026021,0.75520572773331973,0,null,null,null,{"$error":"#N/A"},{"$error":"#VALUE!"},{"$error":"#VALUE!"},{"$error":"#N/A"},{"$error":"#VALUE!"},177.43746409132913]
[null,"Input parameters incomplete","Input parameters incomplete","Input parameters incomplete","Input parameters incomplete",70,8.1908529594653834E-2,1.0386079843175402,{"$error":"#N/A"},2600,{"$error":"#N/A"},0.1932774795139352,0.08,0.95939564252522214,30,0.43260022708382173,0.76247762055922219,0,null,null,null,{"$error":"#N/A"},{"$error":"#VALUE!"},{"$error":"#VALUE!"},{"$error":"#N/A"},{"$error":"#VALUE!"},263.10018321584283]
[null,"Input parameters incomplete","Input parameters incomplete","Input parameters incomplete","Input parameters incomplete",70,7.0727183169594185E-2,1.0318123673357051,{"$error":"#N/A"},2600,{"$error":"#N/A"},0.16767892991061362,0.08,0.97560781455672374,30,0.48887796520825599,0.71275679437571005,0,null,null,null,{"$error":"#N/A"},{"$error":"#VALUE!"},{"$error":"#VALUE!"},{"$error":"#N/A"},{"$error":"#VALUE!"},204.30819245656116]
[null,"Input parameters incomplete","Input parameters incomplete","Input parameters incomplete","Input parameters incomplete",70,3.5730067241623718E-2,1.0129313731784348,{"$error":"#N/A"},2600,{"$error":"#N/A"},0.11511188102685238,0.08,0.96291174451633477,30,0.48146157608829243,0.76566535247493905,0,null,null,null,{"$error":"#N/A"},{"$error":"#VALUE!"},{"$error":"#VALUE!"},{"$error":"#N/A"},{"$error":"#VALUE!"},148.6472072084492]
[null,"Input parameters incomplete","Input parameters incomplete","Input parameters incomplete","Input parameters incomplete",70,5.9592397934744058E-2,1.0383201163607869,{"$error":"#N/A"},2600,{"$error":"#N/A"},9.0785534339321627E-2,0.08,0.93189886637737995,30,0.49231683462349324,0.72982826146331559,0,null,null,null,{"$error":"#N/A"},{"$error":"#VALUE!"},{"$error":"#VALUE!"},{"$error":"#N/A"},{"$error":"#VALUE!"},298.23336498913159]
[null,"Input parameters incomplete","Input parameters incomplete","Input parameters incomplete","Input parameters incomplete",70,6.5685838978656777E-2,1.0482433378370724,{"$error":"#N/A"},2600,{"$error":"#N/A"},0.13504507802812846,0.08,0.93717678072683408,30,0.41430716033145815,0.77226111755328142,0,null,null,null,{"$error":"#N/A"},{"$error":"#VALUE!"},{"$error":"#VALUE!"},{"$error":"#N/A"},{"$error":"#VALUE!"},223.10446208928317]
[null,"Input parameters incomplete","Input parameters incomplete","Input parameters incomplete","Input parameters incomplete",70,5.8496382300426454E-2,1.0708314895719171,{"$error":"#N/A"},2600,{"$error":"#N/A"},0.18368120717952224,0.08,0.97027359663972479,30,0.48994969679751998,0.6107073826118643,0,null,null,null,{"$error":"#N/A"},{"$error":"#VALUE!"},{"$error":"#VALUE!"},{"$error":"#N/A"},{"$error":"#VALUE!"},289.0716496425116]
[null,"Input parameters incomplete","Input parameters incomplete","Input parameters incomplete","Input parameters incomplete",70,8.0701042771895354E-2,0.9788375568145159,{"$error":"#N/A"},2600,{"$error":"#N/A"},0.15709436763688334,0.08,0.94669702680868684,30,0.43948897150128408,0.67157231848838472,0,null,null,null,{"$error":"#N/A"},{"$error":"#VALUE!"},{"$error":"#VALUE!"},{"$error":"#N/A"},{"$error":"#VALUE!"},158.08478546048929]
[null,"Input parameters incomplete","Input parameters incomplete","Input parameters incomplete","Input parameters incomplete",70,4.2768135471308283E-2,1.0816700567610689,{"$error":"#N/A"},2600,{"$error":"#N/A"},8.5306715433207697E-2,0.08,0.94038839517711548,30,0.41253101497866163,0.71416404755540241,0,null,null,null,{"$error":"#N/A"},{"$error":"#VALUE!"},{"$error":"#VALUE!"},{"$error":"#N/A"},{"$error":"#VALUE!"},217.10997625734754]
[null,"Input parameters incomplete","Input parameters incomplete","Input parameters incomplete","Input parameters incomplete",70,6.8966121321249088E-2,0.98513206115580143,{"$error":"#N/A"},2600,{"$error":"#N/A"},9.0643598719896093E-2,0.08,0.97148376874126241,30,0.43544835238713808,0.77677784618605916,0,null,null,null,{"$error":"#N/A"},{"$error":"#VALUE!"},{"$error":"#VALUE!"},{"$error":"#N/A"},{"$error":"#VALUE!"},212.3793484193782]
[null,"Input parameters incomplete","Input parameters incomplete","Input parameters incomplete","Input parameters incomplete",70,9.2852614492108076E-2,1.021041563525511,{"$error":"#N/A"},2600,{"$error":"#N/A"},9.0505302928295714E-2,0.08,0.9549362482680176,30,0.41666685273427584,0.62475897595177399,0,null,null,null,{"$error":"#N/A"},{"$error":"#VALUE!"},{"$error":"#VALUE!"},{"$error":"#N/A"},{"$error":"#VALUE!"},171.75094447351111]
[null,"Input parameters incomplete","Input parameters incomplete","Input parameters incomplete","Input parameters incomplete",70,3.2384831094130651E-2,1.1080281038430257,{"$error":"#N/A"},2600,{"$error":"#N/A"},0.16883909271448044,0.08,0.92196313979874323,30,0.44942750173464474,0.72172769810656945,0,null,null,null,{"$error":"#N/A"},{"$error":"#VALUE!"},{"$error":"#VALUE!"},{"$error":"#N/A"},{"$error":"#VALUE!"},293.65747921687478]
[null,"Input parameters incomplete","Input parameters incomplete","Input parameters incomplete","Input parameters incomplete",70,7.6424687078616632E-2,1.095507242264202,{"$error":"#N/A"},2600,{"$error":"#N/A"},0.17233663992213649,0.08,0.96242563684908455,30,0.46032993700645142,0.72968765607728625,0,null,null,null,{"$error":"#N/A"},{"$error":"#VALUE!"},{"$error":"#VALUE!"},{"$error":"#N/A"},{"$error":"#VALUE!"},214.28830443854386]
[null,"Input parameters incomplete","Input parameters incomplete","Input parameters incomplete","Input parameters incomplete",70,6.2719583111611243E-2,1.0225292080263133,{"$error":"#N/A"},2600,{"$error":"#N/A"},0.19803460406382578,0.08,0.94666785895769578,30,0.45364136215568734,0.66799804582808098,0,null,null,null,{"$error":"#N/A"},{"$error":"#VALUE!"},{"$error":"#VALUE!"},{"$error":"#N/A"},{"$error":"#VALUE!"},132.65692217051478]
[null,"Input parameters incomplete","Input parameters incomplete","Input parameters incomplete","Input parameters incomplete",70,6.1922708279483402E-2,1.1036055499434831,{"$error":"#N/A"},2600,{"$error":"#N/A"},0.14096190074855147,0.08,0.95864690995684965,30,0.47432265921440553,0.71885690821739778,0,null,null,null,{"$error":"#N/A"},{"$error":"#VALUE!"},{"$error":"#VALUE!"},{"$error":"#N/A"},{"$error":"#VALUE!"},188.99807737010772]
[null,"Input parameters incomplete","Input parameters incomplete","Input parameters incomplete","Input parameters incomplete",70,4.4632716694881877E-2,1.1277740801827618,{"$error":"#N/A"},2600,{"$error":"#N/A"},8.6888316818987732E-2,0.08,0.94274130770999442,30,0.48464494204318376,0.68664464787155643,0,null,null,null,{"$error":"#N/A"},{"$error":"#VALUE!"},{"$error":"#VALUE!"},{"$error":"#N/A"},{"$error":"#VALUE!"},204.64380109714259]
[null,"Input parameters incomplete","Input parameters incomplete","Input parameters incomplete","Input parameters incomplete",70,1.5615731010238762E-2,1.0642048486518956,{"$error":"#N/A"},2600,{"$error":"#N/A"},8.4092147875593048E-2,0.08,0.95595931217662944,30,0.42702419065526825,0.77839316018047688,0,null,null,null,{"$error":"#N/A"},{"$error":"#VALUE!"},{"$error":"#VALUE!"},{"$error":"#N/A"},{"$error":"#VALUE!"},257.9244137118352]
[null,"Input parameters incomplete","Input parameters incomplete","Input parameters incomplete","Input parameters incomplete",70,3.4102811871605299E-2,1.0722223375949957,{"$error":"#N/A"},2600,{"$error":"#N/A"},9.7625314299386881E-2,0.08,0.9767504337230406,30,0.41662670164547405,0.68582735050623711,0,null,null,null,{"$error":"#N/A"},{"$error":"#VALUE!"},{"$error":"#VALUE!"},{"$error":"#N/A"},{"$error":"#VALUE!"},168.21393481301021]
[null,"Input parameters incomplete","Input parameters incomplete","Input parameters incomplete","Input parameters incomplete",70,6.3082494542568743E-2,1.0422248723440073,{"$error":"#N/A"},2600,{"$error":"#N/A"},0.14866201195764026,0.08,0.90750317345885967,30,0.43823848780382246,0.75028814760160201,0,null,null,null,{"$error":"#N/A"},{"$error":"#VALUE!"},{"$error":"#VALUE!"},{"$error":"#N/A"},{"$error":"#VALUE!"},247.33943266961336]
[null,"Input parameters incomplete","Input parameters incomplete","Input parameters incomplete","Input parameters incomplete",70,2.740101056321937E-2,1.1096023894249989,{"$error":"#N/A"},2600,{"$error":"#N/A"},8.7722601479542889E-2,0.08,0.97357491989551403,30,0.4169672898999352,0.71229678721243372,0,null,null,null,{"$error":"#N/A"},{"$error":"#VALUE!"},{"$error":"#VALUE!"},{"$error":"#N/A"},{"$error":"#VALUE!"},196.47630948756239]
[null,"Input parameters incomplete","Input parameters incomplete","Input parameters incomplete","Input parameters incomplete",70,5.7349726694789771E-2,0.98426302226631124,{"$error":"#N/A"},2600,{"$error":"#N/A"},0.12585668232549407,0.08,0.95396474231737582,30,0.4407260621784661,0.66415628919569591,0,null,null,null,{"$error":"#N/A"},{"$error":"#VALUE!"},{"$error":"#VALUE!"},{"$error":"#N/A"},{"$error":"#VALUE!"},156.6585201725953]
[null,"Input parameters incomplete","Input parameters incomplete","Input parameters incomplete","Input parameters incomplete",70,5.8273820800093884E-2,1.0147860656070504,{"$error":"#N/A"},2600,{"$error":"#N/A"},0.1347393554343268,0.08,0.95475292266051659,30,0.45536241862840532,0.61545490610604492,0,null,null,null,{"$error":"#N/A"},{"$error":"#VALUE!"},{"$error":"#VALUE!"},{"$error":"#N/A"},{"$error":"#VALUE!"},146.81693190983646]
[null,"Input parameters incomplete","Input parameters incomplete","Input parameters incomplete","Input parameters incomplete",70,5.8611873998950403E-2,1.1314625455202152,{"$error":"#N/A"},2600,{"$error":"#N/A"},9.7669922771286943E-2,0.08,0.95019471587444937,30,0.40333716674893177,0.60049327501901328,0,null,null,null,{"$error":"#N/A"},{"$error":"#VALUE!"},{"$error":"#VALUE!"},{"$error":"#N/A"},{"$error":"#VALUE!"},130.83648806023504]
[null,"Input parameters incomplete","Input parameters incomplete","Input parameters incomplete","Input parameters incomplete",70,5.926251193444055E-2,1.033317191953681,{"$error":"#N/A"},2600,{"$error":"#N/A"},0.10901718213129062,0.08,0.96421665228012421,30,0.42029052689387131,0.70260015074631199,0,null,null,null,{"$error":"#N/A"},{"$error":"#VALUE!"},{"$error":"#VALUE!"},{"$error":"#N/A"},{"$error":"#VALUE!"},303.35903088084029]
[null,"Input parameters incomplete","Input parameters incomplete","Input parameters incomplete","Input parameters incomplete",70,7.6371452577075852E-2,1.0360894889690164,{"$error":"#N/A"},2600,{"$error":"#N/A"},8.3683165634571705E-2,0.08,0.97606074895733586,30,0.41053617833409606,0.78953748609504038,0,null,null,null,{"$error":"#N/A"},{"$error":"#VALUE!"},{"$error":"#VALUE!"},{"$error":"#N/A"},{"$error":"#VALUE!"},105.95795991834902]
[null,"Input parameters incomplete","Input parameters incomplete","Input parameters incomplete","Input parameters incomplete",70,6.3551390649349199E-2,1.1006690180284291,{"$error":"#N/A"},2600,{"$error":"#N/A"},0.11870466042357379,0.08,0.93293832783964448,30,0.43056678687527505,0.67949381007733267,0,null,null,null,{"$error":"#N/A"},{"$error":"#VALUE!"},{"$error":"#VALUE!"},{"$error":"#N/A"},{"$error":"#VALUE!"},125.14167717129364]
[null,"Input parameters incomplete","Input parameters incomplete","Input parameters incomplete","Input parameters incomplete",70,4.4549207067951506E-2,1.0496730241405283,{"$error":"#N/A"},2600,{"$error":"#N/A"},9.2728826458040106E-2,0.08,0.95320208224740344,30,0.41448764132773636,0.77066095275102164,0,null,null,null,{"$error":"#N/A"},{"$error":"#VALUE!"},{"$error":"#VALUE!"},{"$error":"#N/A"},{"$error":"#VALUE!"},125.04746294671928]
[null,"Input parameters incomplete","Input parameters incomplete","Input parameters incomplete","Input parameters incomplete",70,8.2548110604360361E-2,1.1002361017634472,{"$error":"#N/A"},2600,{"$error":"#N/A"},0.19959305132765298,0.08,0.92149830369099583,30,0.45055228347912041,0.64199816962882028,0,null,null,null,{"$error":"#N/A"},{"$error":"#VALUE!"},{"$error":"#VALUE!"},{"$error":"#N/A"},{"$error":"#VALUE!"},271.14639841445677]
[null,"Input parameters incomplete","Input parameters incomplete","Input parameters incomplete","Input parameters incomplete",70,6.4869482336167544E-2,1.0395284437039221,{"$error":"#N/A"},2600,{"$error":"#N/A"},0.1461051561353359,0.08,0.96774368582928527,30,0.42085747310938554,0.6488350752858878,0,null,null,null,{"$error":"#N/A"},{"$error":"#VALUE!"},{"$error":"#VALUE!"},{"$error":"#N/A"},{"$error":"#VALUE!"},255.88575738770911]
[null,"Input parameters incomplete","Input parameters incomplete","Input parameters incomplete","Input parameters incomplete",70,3.2529454683112656E-2,1.0609439214614895,{"$error":"#N/A"},2600,{"$error":"#N/A"},0.1608783739044036,0.08,0.92022102515208037,30,0.41754330220661678,0.64748458238897466,0,null,null,null,{"$error":"#N/A"},{"$error":"#VALUE!"},{"$error":"#VALUE!"},{"$error":"#N/A"},{"$error":"#VALUE!"},162.42063674586316]
[null,"Input parameters incomplete","Input parameters incomplete","Input parameters incomplete","Input parameters incomplete",70,3.6609753599303754E-2,1.096151009415532,{"$error":"#N/A"},2600,{"$error":"#N/A"},0.14755159486892636,0.08,0.93693676790322078,30,0.41897070463718744,0.74375837343026963,0,null,null,null,{"$error":"#N/A"},{"$error":"#VALUE!"},{"$error":"#VALUE!"},{"$error":"#N/A"},{"$error":"#VALUE!"},168.8042406612241]
[null,"Input parameters incomplete","Input parameters incomplete","Input parameters incomplete","Input parameters incomplete",70,3.6026394198484281E-2,1.1294962113346585,{"$error":"#N/A"},2600,{"$error":"#N/A"},0.14819931267609909,0.08,0.98361053888698535,30,0.4328866306403033,0.69694575369521183,0,null,null,null,{"$error":"#N/A"},{"$error":"#VALUE!"},{"$error":"#VALUE!"},{"$error":"#N/A"},{"$error":"#VALUE!"},234.7556866494354]
[null,"Input parameters incomplete","Input parameters incomplete","Input parameters incomplete","Input parameters incomplete",70,7.615796047155679E-2,1.0986410872061139,{"$error":"#N/A"},2600,{"$error":"#N/A"},8.4415594313620931E-2,0.08,0.97620616962853157,30,0.40990758190347132,0.78869526274464041,0,null,null,null,{"$error":"#N/A"},{"$error":"#VALUE!"},{"$error":"#VALUE!"},{"$error":"#N/A"},{"$error":"#VALUE!"},247.93454643409666]
[null,"Input parameters incomplete","Input parameters incomplete","Input parameters incomplete","Input parameters incomplete",70,6.8335093649110848E-2,1.143794804436713,{"$error":"#N/A"},2600,{"$error":"#N/A"},0.15785373822232246,0.08,0.95480038277197465,30,0.48282175280537309,0.73965299852680166,0,null,null,null,{"$error":"#N/A"},{"$error":"#VALUE!"},{"$error":"#VALUE!"},{"$error":"#N/A"},{"$error":"#VALUE!"},274.478074268976]
[null,"Input parameters incomplete","Input parameters incomplete","Input parameters incomplete","Input parameters incomplete",70,8.4946834081290792E-2,1.1398952493163577,{"$error":"#N/A"},2600,{"$error":"#N/A"},9.6983343167086164E-2,0.08,0.93423177919430833,30,0.45701143870088207,0.77437615115942116,0,null,null,null,{"$error":"#N/A"},{"$error":"#VALUE!"},{"$error":"#VALUE!"},{"$error":"#N/A"},{"$error":"#VALUE!"},308.29133990802438]
[null,"Input parameters incomplete","Input parameters incomplete","Input parameters incomplete","Input parameters incomplete",70,6.2751935477295351E-2,1.0700652549505862,{"$error":"#N/A"},2600,{"$error":"#N/A"},0.18902054439541877,0.08,0.93126188298600243,30,0.46098267751196004,0.65145126876228576,0,null,null,null,{"$error":"#N/A"},{"$error":"#VALUE!"},{"$error":"#VALUE!"},{"$error":"#N/A"},{"$error":"#VALUE!"},274.10400901193947]
[null,"Input parameters incomplete","Input parameters incomplete","Input parameters incomplete","Input parameters incomplete",70,5.6345039946434708E-2,1.09994692298674,{"$error":"#N/A"},2600,{"$error":"#N/A"},0.15653251529165399,0.08,0.94660434579534325,30,0.40352555780116978,0.7286319315716332,0,null,null,null,{"$error":"#N/A"},{"$error":"#VALUE!"},{"$error":"#VALUE!"},{"$error":"#N/A"},{"$error":"#VALUE!"},127.79565806446686]
[null,"Input parameters incomplete","Input parameters incomplete","Input parameters incomplete","Input parameters incomplete",70,6.0684977479356021E-2,1.0623253809923041,{"$error":"#N/A"},2600,{"$error":"#N/A"},0.14332735330737889,0.08,0.98699348715488588,30,0.49656456482189726,0.65830763116138924,0,null,null,null,{"$error":"#N/A"},{"$error":"#VALUE!"},{"$error":"#VALUE!"},{"$error":"#N/A"},{"$error":"#VALUE!"},237.37351458308183]
[null,"Input parameters incomplete","Input parameters incomplete","Input parameters incomplete","Input parameters incomplete",70,2.4387270810173771E-2,1.0538489158844595,{"$error":"#N/A"},2600,{"$error":"#N/A"},0.12081707768126412,0.08,0.98413696204211532,30,0.49006357692316288,0.67793725385002257,0,null,null,null,{"$error":"#N/A"},{"$error":"#VALUE!"},{"$error":"#VALUE!"},{"$error":"#N/A"},{"$error":"#VALUE!"},266.20906449223713]
[null,"Input parameters incomplete","Input parameters incomplete","Input parameters incomplete","Input parameters incomplete",70,5.3169528311154179E-2,1.0823306636018426,{"$error":"#N/A"},2600,{"$error":"#N/A"},0.15950784262178036,0.08,0.96658590197097949,30,0.44608911378007265,0.69370431579916347,0,null,null,null,{"$error":"#N/A"},{"$error":"#VALUE!"},{"$error":"#VALUE!"},{"$error":"#N/A"},{"$error":"#VALUE!"},121.59466438806746]
[null,"Input parameters incomplete","Input parameters incomplete","Input parameters incomplete","Input parameters incomplete",70,6.8272036915289755E-2,1.0626474010133879,{"$error":"#N/A"},2600,{"$error":"#N/A"},0.16299426142940335,0.08,0.95199921107431207,30,0.46092280546008429,0.62790712743670984,0,null,null,null,{"$error":"#N/A"},{"$error":"#VALUE!"},{"$error":"#VALUE!"},{"$error":"#N/A"},{"$error":"#VALUE!"},273.98040442393801]
[null,"Input parameters incomplete","Input parameters incomplete","Input parameters incomplete","Input parameters incomplete",70,5.3619125583974282E-2,1.0454825870865816,{"$error":"#N/A"},2600,{"$error":"#N/A"},0.19730013047692535,0.08,0.96189437655053667,30,0.40919613917170866,0.67390363710350187,0,null,null,null,{"$error":"#N/A"},{"$error":"#VALUE!"},{"$error":"#VALUE!"},{"$error":"#N/A"},{"$error":"#VALUE!"},257.95100191312599]
[null,"Input parameters incomplete","Input parameters incomplete","Input parameters incomplete","Input parameters incomplete",70,5.6481302785872649E-2,1.0207402474019756,{"$error":"#N/A"},2600,{"$error":"#N/A"},0.10602164386456894,0.08,0.93796159467422791,30,0.44534804812545487,0.67465631739079091,0,null,null,null,{"$error":"#N/A"},{"$error":"#VALUE!"},{"$error":"#VALUE!"},{"$error":"#N/A"},{"$error":"#VALUE!"},270.15331275911063]
[null,"Input parameters incomplete","Input parameters incomplete","Input parameters incomplete","Input parameters incomplete",70,4.6942054337972883E-2,1.0578915483593931,{"$error":"#N/A"},2600,{"$error":"#N/A"},9.2271914143076061E-2,0.08,0.94608162208378099,30,0.47459768208522279,0.79241778130118234,0,null,null,null,{"$error":"#N/A"},{"$error":"#VALUE!"},{"$error":"#VALUE!"},{"$error":"#N/A"},{"$error":"#VALUE!"},140.45683866887063]
[null,"Input parameters incomplete","Input parameters incomplete","Input parameters incomplete","Input parameters incomplete",70,9.7269693318539754E-2,1.0479361692324454,{"$error":"#N/A"},2600,{"$error":"#N/A"},0.12940105131192053,0.08,0.94671985947506021,30,0.48063370643433972,0.61861761435162821,0,null,null,null,{"$error":"#N/A"},{"$error":"#VALUE!"},{"$error":"#VALUE!"},{"$error":"#N/A"},{"$error":"#VALUE!"},258.03651322163574]
[null,"Input parameters incomplete","Input parameters incomplete","Input parameters incomplete","Input parameters incomplete",70,3.7343390192777548E-2,1.1045846490176856,{"$error":"#N/A"},2600,{"$error":"#N/A"},0.11100113755667365,0.08,0.97053275539044515,30,0.4689335933941613,0.73074703904818561,0,null,null,null,{"$error":"#N/A"},{"$error":"#VALUE!"},{"$error":"#VALUE!"},{"$error":"#N/A"},{"$error":"#VALUE!"},216.10820346166091]
[null,"Input parameters incomplete","Input parameters incomplete","Input parameters incomplete","Input parameters incomplete",70,6.0446180685693379E-2,1.0447306717239202,{"$error":"#N/A"},2600,{"$error":"#N/A"},0.10983865736208528,0.08,0.95685941744548708,30,0.48042482750591819,0.66766946654992865,0,null,null,null,{"$error":"#N/A"},{"$error":"#VALUE!"},{"$error":"#VALUE!"},{"$error":"#N/A"},{"$error":"#VALUE!"},195.3101992261673]
[null,"Input parameters incomplete","Input parameters incomplete","Input parameters incomplete","Input parameters incomplete",70,4.5377252774589941E-2,1.1151723545850194,{"$error":"#N/A"},2600,{"$error":"#N/A"},0.15512058928778849,0.08,0.92321881636447145,30,0.40833219886764061,0.77631710283526234,0,null,null,null,{"$error":"#N/A"},{"$error":"#VALUE!"},{"$error":"#VALUE!"},{"$error":"#N/A"},{"$error":"#VALUE!"},202.10268151154006]
[null,"Input parameters incomplete","Input parameters incomplete","Input parameters incomplete","Input parameters incomplete",70,5.053363776957101E-2,1.0258401898491054,{"$error":"#N/A"},2600,{"$error":"#N/A"},0.18188570704006765,0.08,0.98192215601079835,30,0.45703139926049297,0.63662962871450735,0,null,null,null,{"$error":"#N/A"},{"$error":"#VALUE!"},{"$error":"#VALUE!"},{"$error":"#N/A"},{"$error":"#VALUE!"},296.90526056393071]
[null,"Input parameters incomplete","Input parameters incomplete","Input parameters incomplete","Input parameters incomplete",70,3.2683132078692487E-2,1.0793706872110489,{"$error":"#N/A"},2600,{"$error":"#N/A"},0.16152365522451601,0.08,0.91074495646490128,30,0.48607723247600232,0.61297386143497123,0,null,null,null,{"$error":"#N/A"},{"$error":"#VALUE!"},{"$error":"#VALUE!"},{"$error":"#N/A"},{"$error":"#VALUE!"},126.1745668182166]
[null,"Input parameters incomplete","Input parameters incomplete","Input parameters incomplete","Input parameters incomplete",70,5.0011905873141672E-2,1.0677379731329255,{"$error":"#N/A"},2600,{"$error":"#N/A"},0.10802044383749007,0.08,0.94367003566548968,30,0.47591791283427487,0.64226715181418659,0,null,null,null,{"$error":"#N/A"},{"$error":"#VALUE!"},{"$error":"#VALUE!"},{"$error":"#N/A"},{"$error":"#VALUE!"},195.87012311191907]
[null,"Input parameters incomplete","Input parameters incomplete","Input parameters incomplete","Input parameters incomplete",70,2.9760420776446528E-2,1.057720616981856,{"$error":"#N/A"},2600,{"$error":"#N/A"},0.11829230239418012,0.08,0.98009994242376886,30,0.44773529156917019,0.78576144061586561,0,null,null,null,{"$error":"#N/A"},{"$error":"#VALUE!"},{"$error":"#VALUE!"},{"$error":"#N/A"},{"$error":"#VALUE!"},199.88741128884416]
[null,"Input parameters incomplete","Input parameters incomplete","Input parameters incomplete","Input parameters incomplete",70,8.2767926159409214E-2,1.0833480548047103,{"$error":"#N/A"},2600,{"$error":"#N/A"},0.18482691559973685,0.08,0.92817137620153245,30,0.4749830725238342,0.65507827704177213,0,null,null,null,{"$error":"#N/A"},{"$error":"#VALUE!"},{"$error":"#VALUE!"},{"$error":"#N/A"},{"$error":"#VALUE!"},217.59240760175499]
[null,"Input parameters incomplete","Input parameters incomplete","Input parameters incomplete","Input parameters incomplete",70,6.7217061371991862E-2,1.0351446805376763,{"$error":"#N/A"},2600,{"$error":"#N/A"},0.12181899778201058,0.08,0.95907048253328675,30,0.43905899157512568,0.61416220866193783,0,null,null,null,{"$error":"#N/A"},{"$error":"#VALUE!"},{"$error":"#VALUE!"},{"$error":"#N/A"},{"$error":"#VALUE!"},260.0529105198961]
[null,"Input parameters incomplete","Input parameters incomplete","Input parameters incomplete","Input parameters incomplete",70,5.4918435438924745E-2,1.040973363893813,{"$error":"#N/A"},2600,{"$error":"#N/A"},0.17023977741810586,0.08,0.97470464737589035,30,0.40359483922739098,0.71215429132030283,0,null,null,null,{"$error":"#N/A"},{"$error":"#VALUE!"},{"$error":"#VALUE!"},{"$error":"#N/A"},{"$error":"#VALUE!"},119.00276647908592]
[null,"Input parameters incomplete","Input parameters incomplete","Input parameters incomplete","Input parameters incomplete",70,4.6676257968754797E-2,1.0565722118512133,{"$error":"#N/A"},2600,{"$error":"#N/A"},0.13732513980615818,0.08,0.93961242290026237,30,0.41231094613559438,0.69839518423963964,0,null,null,null,{"$error":"#N/A"},{"$error":"#VALUE!"},{"$error":"#VALUE!"},{"$error":"#N/A"},{"$error":"#VALUE!"},184.99345984001505]
[null,"Input parameters incomplete","Input parameters incomplete","Input parameters incomplete","Input parameters incomplete",70,4.3552194413063364E-2,1.1022305795201863,{"$error":"#N/A"},2600,{"$error":"#N/A"},0.16399300187686983,0.08,0.9666779686698469,30,0.49823734977998912,0.60469248171563661,0,null,null,null,{"$error":"#N/A"},{"$error":"#VALUE!"},{"$error":"#VALUE!"},{"$error":"#N/A"},{"$error":"#VALUE!"},129.48637921863045]
[null,"Input parameters incomplete","Input parameters incomplete","Input parameters incomplete","Input parameters incomplete",70,6.8825506317129706E-2,1.0874535047725389,{"$error":"#N/A"},2600,{"$error":"#N/A"},0.18790553714270236,0.08,0.9793537898706044,30,0.43577325223708574,0.78191035199862569,0,null,null,null,{"$error":"#N/A"},{"$error":"#VALUE!"},{"$error":"#VALUE!"},{"$error":"#N/A"},{"$error":"#VALUE!"},215.61245188391067]
[null,"Input parameters incomplete","Input parameters incomplete","Input parameters incomplete","Input parameters incomplete",70,0.10789109976326927,1.0644785693290195,{"$error":"#N/A"},2600,{"$error":"#N/A"},8.9561850650113961E-2,0.08,0.99310965793944428,30,0.42732113656384468,0.66228166552532508,0,null,null,null,{"$error":"#N/A"},{"$error":"#VALUE!"},{"$error":"#VALUE!"},{"$error":"#N/A"},{"$error":"#VALUE!"},155.02428383636061]
[null,"Input parameters incomplete","Input parameters incomplete","Input parameters incomplete","Input parameters incomplete",70,5.1680260803472988E-2,1.1015912715782152,{"$error":"#N/A"},2600,{"$error":"#N/A"},0.14699196519076924,0.08,0.96620111060222036,30,0.41769414705266866,0.66532259946641714,0,null,null,null,{"$error":"#N/A"},{"$error":"#VALUE!"},{"$error":"#VALUE!"},{"$error":"#N/A"},{"$error":"#VALUE!"},163.44178814516403]
[null,"Input parameters incomplete","Input parameters incomplete","Input parameters incomplete","Input parameters incomplete",70,4.5790124045402732E-2,1.0240781739131859,{"$error":"#N/A"},2600,{"$error":"#N/A"},0.16142853384981032,0.08,0.95588639664058339,30,0.44279104066417307,0.79221566269360633,0,null,null,null,{"$error":"#N/A"},{"$error":"#VALUE!"},{"$error":"#VALUE!"},{"$error":"#N/A"},{"$error":"#VALUE!"},125.9918587221991]
[null,"Input parameters incomplete","Input parameters incomplete","Input parameters incomplete","Input parameters incomplete",70,6.8326251251001127E-2,1.1264941210868771,{"$error":"#N/A"},2600,{"$error":"#N/A"},8.6669525828968141E-2,0.08,0.96181817368803446,30,0.43098915835569057,0.67201188428415926,0,null,null,null,{"$error":"#N/A"},{"$error":"#VALUE!"},{"$error":"#VALUE!"},{"$error":"#N/A"},{"$error":"#VALUE!"},278.33659010305882]
[null,"Input parameters incomplete","Input parameters incomplete","Input parameters incomplete","Input parameters incomplete",70,6.6663083129054612E-2,1.0922764478627141,{"$error":"#N/A"},2600,{"$error":"#N/A"},0.19211195495312391,0.08,0.93308771458049566,30,0.48094293290987322,0.70548805858326735,0,null,null,null,{"$error":"#N/A"},{"$error":"#VALUE!"},{"$error":"#VALUE!"},{"$error":"#N/A"},{"$error":"#VALUE!"},160.69704136074901]
[null,"Input parameters incomplete","Input parameters incomplete","Input parameters incomplete","Input parameters incomplete",70,6.4016473921584383E-2,1.1404560111730466,{"$error":"#N/A"},2600,{"$error":"#N/A"},0.19201324118726637,0.08,0.96001133917228243,30,0.48216782903508448,0.69216594849417112,0,null,null,null,{"$error":"#N/A"},{"$error":"#VALUE!"},{"$error":"#VALUE!"},{"$error":"#N/A"},{"$error":"#VALUE!"},140.35972032253318]
[null,"Input parameters incomplete","Input parameters incomplete","Input parameters incomplete","Input parameters incomplete",70,6.7305147742648078E-2,1.071818160217491,{"$error":"#N/A"},2600,{"$error":"#N/A"},0.1890146542973154,0.08,0.94786294257164261,30,0.40655107582057631,0.64359021989190546,0,null,null,null,{"$error":"#N/A"},{"$error":"#VALUE!"},{"$error":"#VALUE!"},{"$error":"#N/A"},{"$error":"#VALUE!"},213.00014843542078]
[null,"Input parameters incomplete","Input parameters incomplete","Input parameters incomplete","Input parameters incomplete",70,7.5074443413827338E-2,0.99978486110386799,{"$error":"#N/A"},2600,{"$error":"#N/A"},0.18347611639447331,0.08,0.95562183281596758,30,0.41534411613278444,0.615839675749283,0,null,null,null,{"$error":"#N/A"},{"$error":"#VALUE!"},{"$error":"#VALUE!"},{"$error":"#N/A"},{"$error":"#VALUE!"},153.67063245301205]
[null,"Input parameters incomplete","Input parameters incomplete","Input parameters incomplete","Input parameters incomplete",70,6.8782744123096012E-2,1.1000676863923504,{"$error":"#N/A"},2600,{"$error":"#N/A"},0.19858398875077904,0.08,0.96639395651125826,30,0.4971311849579349,0.79562621868414896,0,null,null,null,{"$error":"#N/A"},{"$error":"#VALUE!"},{"$error":"#VALUE!"},{"$error":"#N/A"},{"$error":"#VALUE!"},197.73581096890413]
[null,"Input parameters incomplete","Input parameters incomplete","Input parameters incomplete","Input parameters incomplete",70,9.7710857851461969E-2,1.065458489886919,{"$error":"#N/A"},2600,{"$error":"#N/A"},0.15563312299817386,0.08,0.90535463984958986,30,0.47833864113422908,0.64774801268975468,0,null,null,null,{"$error":"#N/A"},{"$error":"#VALUE!"},{"$error":"#VALUE!"},{"$error":"#N/A"},{"$error":"#VALUE!"},105.92990349758709]
[null,"Input parameters incomplete","Input parameters incomplete","Input parameters incomplete","Input parameters incomplete",70,3.4844880161250757E-2,1.0186220788926357,{"$error":"#N/A"},2600,{"$error":"#N/A"},0.13618109762148345,0.08,0.9486215648736438,30,0.46511014020808855,0.70070384006529884,0,null,null,null,{"$error":"#N/A"},{"$error":"#VALUE!"},{"$error":"#VALUE!"},{"$error":"#N/A"},{"$error":"#VALUE!"},261.9824439327632]
[null,"Input parameters incomplete","Input parameters incomplete","Input parameters incomplete","Input parameters incomplete",70,4.0383288421094107E-2,1.0300713788689857,{"$error":"#N/A"},2600,{"$error":"#N/A"},0.10123829182877321,0.08,0.90509355593572838,30,0.41201188407586026,0.70575664367609758,0,null,null,null,{"$error":"#N/A"},{"$error":"#VALUE!"},{"$error":"#VALUE!"},{"$error":"#N/A"},{"$error":"#VALUE!"},234.46221094953103]
[null,"Input parameters incomplete","Input parameters incomplete","Input parameters incomplete","Input parameters incomplete",70,7.2935361432453327E-2,1.1319259722889266,{"$error":"#N/A"},2600,{"$error":"#N/A"},0.17852279569877003,0.08,0.9054151545157022,30,0.45612291426135232,0.62814733741067497,0,null,null,null,{"$error":"#N/A"},{"$error":"#VALUE!"},{"$error":"#VALUE!"},{"$error":"#N/A"},{"$error":"#VALUE!"},111.7018149204259]
[null,"Input parameters incomplete","Input parameters incomplete","Input parameters incomplete","Input parameters incomplete",70,5.9763706646543832E-2,1.1105619719713329,{"$error":"#N/A"},2600,{"$error":"#N/A"},0.16092327150914659,0.08,0.95094652789355505,30,0.49821546183661164,0.63256761019475316,0,null,null,null,{"$error":"#N/A"},{"$error":"#VALUE!"},{"$error":"#VALUE!"},{"$error":"#N/A"},{"$error":"#VALUE!"},273.3277526281986]
[null,"Input parameters incomplete","Input parameters incomplete","Input parameters incomplete","Input parameters incomplete",70,7.4583401277255143E-2,0.98020145988343166,{"$error":"#N/A"},2600,{"$error":"#N/A"},0.16645977925932195,0.08,0.95286194032928206,30,0.48083363893462772,0.60866802661536346,0,null,null,null,{"$error":"#N/A"},{"$error":"#VALUE!"},{"$error":"#VALUE!"},{"$error":"#N/A"},{"$error":"#VALUE!"},259.89764662862166]
[null,"Input parameters incomplete","Input parameters incomplete","Input parameters incomplete","Input parameters incomplete",70,5.7090226392983542E-2,1.1400682383824172,{"$error":"#N/A"},2600,{"$error":"#N/A"},8.5819368853130143E-2,0.08,0.91235910741765203,30,0.49952537325182506,0.63420124227575914,0,null,null,null,{"$error":"#N/A"},{"$error":"#VALUE!"},{"$error":"#VALUE!"},{"$error":"#N/A"},{"$error":"#VALUE!"},215.42346044719653]
[null,"Input parameters incomplete","Input parameters incomplete","Input parameters incomplete","Input parameters incomplete",70,4.9345556699317332E-2,1.1239621608995953,{"$error":"#N/A"},2600,{"$error":"#N/A"},0.10928966466677323,0.08,0.94809468663645191,30,0.45537025747245524,0.65531394088469996,0,null,null,null,{"$error":"#N/A"},{"$error":"#VALUE!"},{"$error":"#VALUE!"},{"$error":"#N/A"},{"$error":"#VALUE!"},153.49620313069255]
[null,"Input parameters incomplete","Input parameters incomplete","Input parameters incomplete","Input parameters incomplete",70,8.36991556408926E-2,1.0467585536656856,{"$error":"#N/A"},2600,{"$error":"#N/A"},0.11546846550332565,0.08,0.95729296594184488,30,0.47971328835518412,0.63891335115905257,0,null,null,null,{"$error":"#N/A"},{"$error":"#VALUE!"},{"$error":"#VALUE!"},{"$error":"#N/A"},{"$error":"#VALUE!"},263.69369406013948]
[null,"Input parameters incomplete","Input parameters incomplete","Input parameters incomplete","Input parameters incomplete",70,0.10207744004289629,1.098863532847143,{"$error":"#N/A"},2600,{"$error":"#N/A"},0.12567091570726333,0.08,0.96921501967683776,30,0.43846647876040507,0.72065257891621926,0,null,null,null,{"$error":"#N/A"},{"$error":"#VALUE!"},{"$error":"#VALUE!"},{"$error":"#N/A"},{"$error":"#VALUE!"},182.17312293360732]
[null,"Input parameters incomplete","Input parameters incomplete","Input parameters incomplete","Input parameters incomplete",70,6.2127719498272109E-2,1.1134534649690579,{"$error":"#N/A"},2600,{"$error":"#N/A"},0.15003026560100657,0.08,0.97275668718235631,30,0.47378252591430764,0.64872172619553314,0,null,null,null,{"$error":"#N/A"},{"$error":"#VALUE!"},{"$error":"#VALUE!"},{"$error":"#N/A"},{"$error":"#VALUE!"},122.22490886419071]
[null,"Input parameters incomplete","Input parameters incomplete","Input parameters incomplete","Input parameters incomplete",70,5.7121114006258612E-2,1.0893733699806796,{"$error":"#N/A"},2600,{"$error":"#N/A"},0.18249486782767355,0.08,0.93177586475089846,30,0.475514946328497,0.6435394855202976,0,null,null,null,{"$error":"#N/A"},{"$error":"#VALUE!"},{"$error":"#VALUE!"},{"$error":"#N/A"},{"$error":"#VALUE!"},132.51405311868319]
[null,"Input parameters incomplete","Input parameters incomplete","Input parameters incomplete","Input parameters incomplete",70,7.6677421177932262E-2,1.0211676116765416,{"$error":"#N/A"},2600,{"$error":"#N/A"},0.19624867834343884,0.08,0.98457939930118654,30,0.43079727852156907,0.60452654680170836,0,null,null,null,{"$error":"#N/A"},{"$error":"#VALUE!"},{"$error":"#VALUE!"},{"$error":"#N/A"},{"$error":"#VALUE!"},164.53604249637308]
[null,"Input parameters incomplete","Input parameters incomplete","Input parameters incomplete","Input parameters incomplete",70,4.651755579174674E-2,1.1188799969423695,{"$error":"#N/A"},2600,{"$error":"#N/A"},0.10317388446200576,0.08,0.93759067532933715,30,0.49381375486807233,0.65485032898083606,0,null,null,null,{"$error":"#N/A"},{"$error":"#VALUE!"},{"$error":"#VALUE!"},{"$error":"#N/A"},{"$error":"#VALUE!"},116.10507703877725]
[null,"Input parameters incomplete","Input parameters incomplete","Input parameters incomplete","Input parameters incomplete",70,5.3413495608745025E-2,0.99877663662189664,{"$error":"#N/A"},2600,{"$error":"#N/A"},0.19683129724738013,0.08,0.94041073978569145,30,0.46013704742192396,0.75366326439803721,0,null,null,null,{"$error":"#N/A"},{"$error":"#VALUE!"},{"$error":"#VALUE!"},{"$error":"#N/A"},{"$error":"#VALUE!"},114.82880315138209]
[null,"Input parameters incomplete","Input parameters incomplete","Input parameters incomplete","Input parameters incomplete",70,7.5365255781619067E-2,1.087611984219234,{"$error":"#N/A"},2600,{"$error":"#N/A"},0.11707204461327755,0.08,0.96326523606322634,30,0.49705004475294101,0.79428345405505851,0,null,null,null,{"$error":"#N/A"},{"$error":"#VALUE!"},{"$error":"#VALUE!"},{"$error":"#N/A"},{"$error":"#VALUE!"},214.35308020045986]
[null,"Input parameters incomplete","Input parameters incomplete","Input parameters incomplete","Input parameters incomplete",70,7.3720369055511242E-2,1.087951539015253,{"$error":"#N/A"},2600,{"$error":"#N/A"},0.10713057289007985,0.08,0.96601096951937249,30,0.47523876248527308,0.70863228809550416,0,null,null,null,{"$error":"#N/A"},{"$error":"#VALUE!"},{"$error":"#VALUE!"},{"$error":"#N/A"},{"$error":"#VALUE!"},226.72692750722808]
[null,"Input parameters incomplete","Input parameters incomplete","Input parameters incomplete","Input parameters incomplete",70,3.8056516011011732E-2,1.0818375117772878,{"$error":"#N/A"},2600,{"$error":"#N/A"},0.14062614502914125,0.08,0.92218011406526723,30,0.47937531181261378,0.64051338246764922,0,null,null,null,{"$error":"#N/A"},{"$error":"#VALUE!"},{"$error":"#VALUE!"},{"$error":"#N/A"},{"$error":"#VALUE!"},240.77395017207269]
[null,"Input parameters incomplete","Input parameters incomplete","Input parameters incomplete","Input parameters incomplete",70,6.1046340275012496E-2,1.0612374184950004,{"$error":"#N/A"},2600,{"$error":"#N/A"},0.15558343729806917,0.08,0.91834038086922098,30,0.49368784669205767,0.79895975469008862,0,null,null,null,{"$error":"#N/A"},{"$error":"#VALUE!"},{"$error":"#VALUE!"},{"$error":"#N/A"},{"$error":"#VALUE!"},188.3090373019734]
[null,"Input parameters incomplete","Input parameters incomplete","Input parameters incomplete","Input parameters incomplete",70,6.8604261420545806E-2,1.123296743971806,{"$error":"#N/A"},2600,{"$error":"#N/A"},0.11501054101379724,0.08,0.95982929557734664,30,0.43737620768461372,0.79203568671043412,0,null,null,null,{"$error":"#N/A"},{"$error":"#VALUE!"},{"$error":"#VALUE!"},{"$error":"#N/A"},{"$error":"#VALUE!"},250.6726646081494]
[null,"Input parameters incomplete","Input parameters incomplete","Input parameters incomplete","Input parameters incomplete",70,7.7183961437956278E-2,1.0702123210005441,{"$error":"#N/A"},2600,{"$error":"#N/A"},0.11487628554138973,0.08,0.95378136578744077,30,0.40210337425573062,0.72559885258656931,0,null,null,null,{"$error":"#N/A"},{"$error":"#VALUE!"},{"$error":"#VALUE!"},{"$error":"#N/A"},{"$error":"#VALUE!"},153.40381648338484]
[null,"Input parameters incomplete","Input parameters incomplete","Input parameters incomplete","Input parameters incomplete",70,7.308676052558874E-2,1.097508057900177,{"$error":"#N/A"},2600,{"$error":"#N/A"},0.19956586169117474,0.08,0.9146160227660165,30,0.42513553557869388,0.6527780095508473,0,null,null,null,{"$error":"#N/A"},{"$error":"#VALUE!"},{"$error":"#VALUE!"},{"$error":"#N/A"},{"$error":"#VALUE!"},179.13797059548247]
[null,"Input parameters incomplete","Input parameters incomplete","Input parameters incomplete","Input parameters incomplete",70,3.4704758326418471E-2,0.99170593897368076,{"$error":"#N/A"},2600,{"$error":"#N/A"},0.12148794383374127,0.08,0.96153407858168682,30,0.41073710817799597,0.74970566072159761,0,null,null,null,{"$error":"#N/A"},{"$error":"#VALUE!"},{"$error":"#VALUE!"},{"$error":"#N/A"},{"$error":"#VALUE!"},161.4981853601802]
[null,"Input parameters incomplete","Input parameters incomplete","Input parameters incomplete","Input parameters incomplete",70,6.6264628903762196E-2,1.0215502567469006,{"$error":"#N/A"},2600,{"$error":"#N/A"},0.13047536321577966,0.08,0.94051760992218447,30,0.43005659566455884,0.70371424779769653,0,null,null,null,{"$error":"#N/A"},{"$error":"#VALUE!"},{"$error":"#VALUE!"},{"$error":"#N/A"},{"$error":"#VALUE!"},173.35096199582341]
[null,"Input parameters incomplete","Input parameters incomplete","Input parameters incomplete","Input parameters incomplete",70,4.6444057556911451E-2,0.99244240993997268,{"$error":"#N/A"},2600,{"$error":"#N/A"},0.13259992559617953,0.08,0.90393911380085579,30,0.43263140548760393,0.6146026849201871,0,null,null,null,{"$error":"#N/A"},{"$error":"#VALUE!"},{"$error":"#VALUE!"},{"$error":"#N/A"},{"$error":"#VALUE!"},268.1292132440372]
[null,"Input parameters incomplete","Input parameters incomplete","Input parameters incomplete","Input parameters incomplete",70,5.9546213668617072E-2,1.0640902664633503,{"$error":"#N/A"},2600,{"$error":"#N/A"},0.1280060469414267,0.08,0.93051384324264708,30,0.463465815069523,0.60079679941209962,0,null,null,null,{"$error":"#N/A"},{"$error":"#VALUE!"},{"$error":"#VALUE!"},{"$error":"#N/A"},{"$error":"#VALUE!"},160.51240372196807]
[null,"Input parameters incomplete","Input parameters incomplete","Input parameters incomplete","Input parameters incomplete",70,7.7420087680787134E-2,1.1125953398306678,{"$error":"#N/A"},2600,{"$error":"#N/A"},0.17127100221988889,0.08,0.93524477894518221,30,0.41800620142337286,0.67091734206682652,0,null,null,null,{"$error":"#N/A"},{"$error":"#VALUE!"},{"$error":"#VALUE!"},{"$error":"#N/A"},{"$error":"#VALUE!"},178.74863576592386]
[null,"Input parameters incomplete","Input parameters incomplete","Input parameters incomplete","Input parameters incomplete",70,6.4918786438588741E-2,1.0878340732768152,{"$error":"#N/A"},2600,{"$error":"#N/A"},0.13265988186479186,0.08,0.93931316865323256,30,0.41445832543717803,0.6619432979234916,0,null,null,null,{"$error":"#N/A"},{"$error":"#VALUE!"},{"$error":"#VALUE!"},{"$error":"#N/A"},{"$error":"#VALUE!"},200.65857269433823]
[null,"Input parameters incomplete","Input parameters incomplete","Input parameters incomplete","Input parameters incomplete",70,7.4179825656146378E-2,0.9875681677898952,{"$error":"#N/A"},2600,{"$error":"#N/A"},9.1801937124725425E-2,0.08,0.96284466233810218,30,0.42352578470116831,0.72121560093052173,0,null,null,null,{"$error":"#N/A"},{"$error":"#VALUE!"},{"$error":"#VALUE!"},{"$error":"#N/A"},{"$error":"#VALUE!"},234.43021979126308]
[null,"Input parameters incomplete","Input parameters incomplete","Input parameters incomplete","Input parameters incomplete",70,7.9396570816770068E-2,1.0756155351820103,{"$error":"#N/A"},2600,{"$error":"#N/A"},0.1218251988807208,0.08,0.98851622739109357,30,0.45924563932107565,0.65369545880660485,0,null,null,null,{"$error":"#N/A"},{"$error":"#VALUE!"},{"$error":"#VALUE!"},{"$error":"#N/A"},{"$error":"#VALUE!"},250.17893686327128]
[null,"Input parameters incomplete","Input parameters incomplete","Input parameters incomplete","Input parameters incomplete",70,1.3840753947982266E-2,1.0360993076932323,{"$error":"#N/A"},2600,{"$error":"#N/A"},8.6887140673988061E-2,0.08,0.98443776435755037,30,0.46720675874220063,0.7554547255610109,0,null,null,null,{"$error":"#N/A"},{"$error":"#VALUE!"},{"$error":"#VALUE!"},{"$error":"#N/A"},{"$error":"#VALUE!"},196.86649721640103]
[null,"Input parameters incomplete","Input parameters incomplete","Input parameters incomplete","Input parameters incomplete",70,5.0356167378627567E-2,0.99467585012393633,{"$error":"#N/A"},2600,{"$error":"#N/A"},0.14080830685850004,0.08,0.94334253249109279,30,0.48397460624452227,0.63542557013982381,0,null,null,null,{"$error":"#N/A"},{"$error":"#VALUE!"},{"$error":"#VALUE!"},{"$error":"#N/A"},{"$error":"#VALUE!"},284.95949682213939]
[null,"Input parameters incomplete","Input parameters incomplete","Input parameters incomplete","Input parameters incomplete",70,7.1259572138848232E-2,1.0724776426905502,{"$error":"#N/A"},2600,{"$error":"#N/A"},0.17449296313566204,0.08,0.93757804774715481,30,0.46773331424520914,0.61802063711757027,0,null,null,null,{"$error":"#N/A"},{"$error":"#VALUE!"},{"$error":"#VALUE!"},{"$error":"#N/A"},{"$error":"#VALUE!"},266.01801511010137]
[null,"Input parameters incomplete","Input parameters incomplete","Input parameters incomplete","Input parameters incomplete",70,6.026310793454602E-2,1.0858899849176706,{"$error":"#N/A"},2600,{"$error":"#N/A"},0.15999702725393739,0.08,0.94931356539471379,30,0.40220296864336802,0.72630682029924176,0,null,null,null,{"$error":"#N/A"},{"$error":"#VALUE!"},{"$error":"#VALUE!"},{"$error":"#N/A"},{"$error":"#VALUE!"},224.26019309713658]
[null,"Input parameters incomplete","Input parameters incomplete","Input parameters incomplete","Input parameters incomplete",70,8.7793502310340388E-2,1.0751244934479067,{"$error":"#N/A"},2600,{"$error":"#N/A"},9.229833824364933E-2,0.08,0.96649933523122833,30,0.45589835964273218,0.71551637110110322,0,null,null,null,{"$error":"#N/A"},{"$error":"#VALUE!"},{"$error":"#VALUE!"},{"$error":"#N/A"},{"$error":"#VALUE!"},280.42045392411353]
[null,"Input parameters incomplete","Input parameters incomplete","Input parameters incomplete","Input parameters incomplete",70,6.1100382924262286E-2,0.99018933205950632,{"$error":"#N/A"},2600,{"$error":"#N/A"},0.19296432562527729,0.08,0.95071663442874954,30,0.43960139588149449,0.63936926078090384,0,null,null,null,{"$error":"#N/A"},{"$error":"#VALUE!"},{"$error":"#VALUE!"},{"$error":"#N/A"},{"$error":"#VALUE!"},175.09688301194976]
[null,"Input parameters incomplete","Input parameters incomplete","Input parameters incomplete","Input parameters incomplete",70,6.9356442897706233E-2,1.0630857860330547,{"$error":"#N/A"},2600,{"$error":"#N/A"},9.0652892025589071E-2,0.08,0.97661055451433654,30,0.48695693246243876,0.69566974684078564,0,null,null,null,{"$error":"#N/A"},{"$error":"#VALUE!"},{"$error":"#VALUE!"},{"$error":"#N/A"},{"$error":"#VALUE!"},232.9625417597766]
[null,"Input parameters incomplete","Input parameters incomplete","Input parameters incomplete","Input parameters incomplete",70,6.6574396841971806E-2,1.1080318988463853,{"$error":"#N/A"},2600,{"$error":"#N/A"},0.18238525516562537,0.08,0.94730060992901111,30,0.47219186063748586,0.74544149709910523,0,null,null,null,{"$error":"#N/A"},{"$error":"#VALUE!"},{"$error":"#VALUE!"},{"$error":"#N/A"},{"$error":"#VALUE!"},286.86666323287773]
[null,"Input parameters incomplete","Input parameters incomplete","Input parameters incomplete","Input parameters incomplete",70,4.5439994869852667E-2,1.0421274463423391,{"$error":"#N/A"},2600,{"$error":"#N/A"},0.11566499226167515,0.08,0.93836991214560306,30,0.45289563877254491,0.79464162185880138,0,null,null,null,{"$error":"#N/A"},{"$error":"#VALUE!"},{"$error":"#VALUE!"},{"$error":"#N/A"},{"$error":"#VALUE!"},250.77091671289085]
[null,"Input parameters incomplete","Input parameters incomplete","Input parameters incomplete","Input parameters incomplete",70,4.8625874208325204E-2,0.98648916806984244,{"$error":"#N/A"},2600,{"$error":"#N/A"},0.18270411095985073,0.08,0.98840839742946685,30,0.40592315000691809,0.60374976912596412,0,null,null,null,{"$error":"#N/A"},{"$error":"#VALUE!"},{"$error":"#VALUE!"},{"$error":"#N/A"},{"$error":"#VALUE!"},195.66779461601075]
[null,"Input parameters incomplete","Input parameters incomplete","Input parameters incomplete","Input parameters incomplete",70,8.4109848491969938E-2,1.0882189682518288,{"$error":"#N/A"},2600,{"$error":"#N/A"},0.14610850979800738,0.08,0.96886615931832032,30,0.4737089610355063,0.60423096921635266,0,null,null,null,{"$error":"#N/A"},{"$error":"#VALUE!"},{"$error":"#VALUE!"},{"$error":"#N/A"},{"$error":"#VALUE!"},128.38708870891085]
[null,"Input parameters incomplete","Input parameters incomplete","Input parameters incomplete","Input parameters incomplete",70,7.3986470501530427E-2,1.0735687706839785,{"$error":"#N/A"},2600,{"$error":"#N/A"},0.11854012262765484,0.08,0.95547987028585357,30,0.42854029259517257,0.75835914701038232,0,null,null,null,{"$error":"#N/A"},{"$error":"#VALUE!"},{"$error":"#VALUE!"},{"$error":"#N/A"},{"$error":"#VALUE!"},132.20263984526673]
[null,"Input parameters incomplete","Input parameters incomplete","Input parameters incomplete","Input parameters incomplete",70,5.5948929246721353E-2,1.0485423324117495,{"$error":"#N/A"},2600,{"$error":"#N/A"},0.17065353813044698,0.08,0.94380287512586236,30,0.45942841310822174,0.71739222860970064,0,null,null,null,{"$error":"#N/A"},{"$error":"#VALUE!"},{"$error":"#VALUE!"},{"$error":"#N/A"},{"$error":"#VALUE!"},126.19676689472885]
[null,"Input parameters incomplete","Input parameters incomplete","Input parameters incomplete","Input parameters incomplete",70,5.34848343028737E-2,1.0583565920081266,{"$error":"#N/A"},2600,{"$error":"#N/A"},0.11632996143447323,0.08,0.95173145084055166,30,0.44176120400205637,0.60382597485331724,0,null,null,null,{"$error":"#N/A"},{"$error":"#VALUE!"},{"$error":"#VALUE!"},{"$error":"#N/A"},{"$error":"#VALUE!"},107.77594839923165]
[null,"Input parameters incomplete","Input parameters incomplete","Input parameters incomplete","Input parameters incomplete",70,5.4517656317326024E-2,1.000709874697,{"$error":"#N/A"},2600,{"$error":"#N/A"},0.11979632995487488,0.08,0.95490277920833366,30,0.4974948756124285,0.72281605465493526,0,null,null,null,{"$error":"#N/A"},{"$error":"#VALUE!"},{"$error":"#VALUE!"},{"$error":"#N/A"},{"$error":"#VALUE!"},311.84006418233236]
[null,"Input parameters incomplete","Input parameters incomplete","Input parameters incomplete","Input parameters incomplete",70,9.4451031376968836E-2,0.98477215672513596,{"$error":"#N/A"},2600,{"$error":"#N/A"},0.11567857029085596,0.08,0.92747874771357386,30,0.40416862049463981,0.64852939962543243,0,null,null,null,{"$error":"#N/A"},{"$error":"#VALUE!"},{"$error":"#VALUE!"},{"$error":"#N/A"},{"$error":"#VALUE!"},289.46226954087399]
[null,"Input parameters incomplete","Input parameters incomplete","Input parameters incomplete","Input parameters incomplete",70,7.4511861364473159E-2,1.0155993515344872,{"$error":"#N/A"},2600,{"$error":"#N/A"},0.16476271368404888,0.08,0.97005833706571298,30,0.40586836021605882,0.79528976634799364,0,null,null,null,{"$error":"#N/A"},{"$error":"#VALUE!"},{"$error":"#VALUE!"},{"$error":"#N/A"},{"$error":"#VALUE!"},241.59438224278207]
[null,"Input parameters incomplete","Input parameters incomplete","Input parameters incomplete","Input parameters incomplete",70,6.3051833876304197E-2,1.0687516757517208,{"$error":"#N/A"},2600,{"$error":"#N/A"},0.18135565828715428,0.08,0.98183146158596268,30,0.45715222264906286,0.76078222534696216,0,null,null,null,{"$error":"#N/A"},{"$error":"#VALUE!"},{"$error":"#VALUE!"},{"$error":"#N/A"},{"$error":"#VALUE!"},178.73055780203686]
[null,"Input parameters incomplete","Input parameters incomplete","Input parameters incomplete","Input parameters incomplete",70,6.2995090743013626E-2,1.0454871282096121,{"$error":"#N/A"},2600,{"$error":"#N/A"},0.14289617744770494,0.08,0.92158431220504977,30,0.45157573276627905,0.70985889003786018,0,null,null,null,{"$error":"#N/A"},{"$error":"#VALUE!"},{"$error":"#VALUE!"},{"$error":"#N/A"},{"$error":"#VALUE!"},153.06579167678774]
[null,"Input parameters incomplete","Input parameters incomplete","Input parameters incomplete","Input parameters incomplete",70,7.0705372098689961E-2,1.0122679054758137,{"$error":"#N/A"},2600,{"$error":"#N/A"},0.19274506057750218,0.08,0.95984756718988118,30,0.43148381067716579,0.77101423446909101,0,null,null,null,{"$error":"#N/A"},{"$error":"#VALUE!"},{"$error":"#VALUE!"},{"$error":"#N/A"},{"$error":"#VALUE!"},145.22871156625834]
[null,"Input parameters incomplete","Input parameters incomplete","Input parameters incomplete","Input parameters incomplete",70,6.1901000737053874E-2,1.0468071952498232,{"$error":"#N/A"},2600,{"$error":"#N/A"},0.1870368426447605,0.08,0.95345854027062182,30,0.44822399557703002,0.70757063838722789,0,null,null,null,{"$error":"#N/A"},{"$error":"#VALUE!"},{"$error":"#VALUE!"},{"$error":"#N/A"},{"$error":"#VALUE!"},180.48197950296148]
[null,"Input parameters incomplete","Input parameters incomplete","Input parameters incomplete","Input parameters incomplete",70,7.6322871445514459E-2,1.0991167892133653,{"$error":"#N/A"},2600,{"$error":"#N/A"},0.11484461750706504,0.08,0.94869978730805116,30,0.4025846979154919,0.72546084171497682,0,null,null,null,{"$error":"#N/A"},{"$error":"#VALUE!"},{"$error":"#VALUE!"},{"$error":"#N/A"},{"$error":"#VALUE!"},157.17776858091801]
[null,"Input parameters incomplete","Input parameters incomplete","Input parameters incomplete","Input parameters incomplete",70,6.3762174859652271E-2,1.0270718513352617,{"$error":"#N/A"},2600,{"$error":"#N/A"},0.13313790641464823,0.08,0.96728686563022392,30,0.43666683490140779,0.76236684549090461,0,null,null,null,{"$error":"#N/A"},{"$error":"#VALUE!"},{"$error":"#VALUE!"},{"$error":"#N/A"},{"$error":"#VALUE!"},160.68529027045582]
[null,"Input parameters incomplete","Input parameters incomplete","Input parameters incomplete","Input parameters incomplete",70,6.6487652893469584E-2,1.0853364375281733,{"$error":"#N/A"},2600,{"$error":"#N/A"},0.16014482113839856,0.08,0.95792940405488258,30,0.44363263412819415,0.67908835560603564,0,null,null,null,{"$error":"#N/A"},{"$error":"#VALUE!"},{"$error":"#VALUE!"},{"$error":"#N/A"},{"$error":"#VALUE!"},257.65339529697172]
[null,"Input parameters incomplete","Input parameters incomplete","Input parameters incomplete","Input parameters incomplete",70,5.7477544960662368E-2,1.0790222501186193,{"$error":"#N/A"},2600,{"$error":"#N/A"},0.16316824786619522,0.08,0.95671677008308587,30,0.41826375632878215,0.70328008084947125,0,null,null,null,{"$error":"#N/A"},{"$error":"#VALUE!"},{"$error":"#VALUE!"},{"$error":"#N/A"},{"$error":"#VALUE!"},209.2198231001197]
[null,"Input parameters incomplete","Input parameters incomplete","Input parameters incomplete","Input parameters incomplete",70,5.2122215603071446E-2,1.0852951845724332,{"$error":"#N/A"},2600,{"$error":"#N/A"},0.19818921955814295,0.08,0.96750754290703789,30,0.40827042641892664,0.61480120142623007,0,null,null,null,{"$error":"#N/A"},{"$error":"#VALUE!"},{"$error":"#VALUE!"},{"$error":"#N/A"},{"$error":"#VALUE!"},275.76001315705082]
[null,"Input parameters incomplete","Input parameters incomplete","Input parameters incomplete","Input parameters incomplete",70,6.1848733305477986E-2,1.085037661980756,{"$error":"#N/A"},2600,{"$error":"#N/A"},0.15928017196059632,0.08,0.97307117175137214,30,0.47438919412466363,0.70838462833516513,0,null,null,null,{"$error":"#N/A"},{"$error":"#VALUE!"},{"$error":"#VALUE!"},{"$error":"#N/A"},{"$error":"#VALUE!"},240.18561295854894]
[null,"Input parameters incomplete","Input parameters incomplete","Input parameters incomplete","Input parameters incomplete",70,3.7783848848432458E-2,1.0114838656877181,{"$error":"#N/A"},2600,{"$error":"#N/A"},0.10981549356084444,0.08,0.97642921435926655,30,0.41249178889704335,0.65534183629102138,0,null,null,null,{"$error":"#N/A"},{"$error":"#VALUE!"},{"$error":"#VALUE!"},{"$error":"#N/A"},{"$error":"#VALUE!"},194.73548577283591]
[null,"Input parameters incomplete","Input parameters incomplete","Input parameters incomplete","Input parameters incomplete",70,5.3752082803687089E-2,1.1427423312337024,{"$error":"#N/A"},2600,{"$error":"#N/A"},0.12983195539977518,0.08,0.95337375076827691,30,0.48152861311498185,0.70417493844583801,0,null,null,null,{"$error":"#N/A"},{"$error":"#VALUE!"},{"$error":"#VALUE!"},{"$error":"#N/A"},{"$error":"#VALUE!"},186.60430246324353]
[null,"Input parameters incomplete","Input parameters incomplete","Input parameters incomplete","Input parameters incomplete",70,8.2283602553079621E-2,1.0358835288362449,{"$error":"#N/A"},2600,{"$error":"#N/A"},0.1819800903215385,0.08,0.9252247486132007,30,0.41783650354776009,0.62006671253143075,0,null,null,null,{"$error":"#N/A"},{"$error":"#VALUE!"},{"$error":"#VALUE!"},{"$error":"#N/A"},{"$error":"#VALUE!"},119.36472890298849]
[null,"Input parameters incomplete","Input parameters incomplete","Input parameters incomplete","Input parameters incomplete",70,6.6301045742666723E-2,1.1151695729410624,{"$error":"#N/A"},2600,{"$error":"#N/A"},0.12114748981508665,0.08,0.92157809576672767,30,0.44030840490936957,0.60031596189063086,0,null,null,null,{"$error":"#N/A"},{"$error":"#VALUE!"},{"$error":"#VALUE!"},{"$error":"#N/A"},{"$error":"#VALUE!"},116.67021136816794]
[null,"Input parameters incomplete","Input parameters incomplete","Input parameters incomplete","Input parameters incomplete",70,8.2107794774740422E-2,1.1053270787516918,{"$error":"#N/A"},2600,{"$error":"#N/A"},0.18469400593982416,0.08,0.96182941311931058,30,0.44449220409477952,0.71514006009918141,0,null,null,null,{"$error":"#N/A"},{"$error":"#VALUE!"},{"$error":"#VALUE!"},{"$error":"#N/A"},{"$error":"#VALUE!"},202.32644232042207]
[null,"Input parameters incomplete","Input parameters incomplete","Input parameters incomplete","Input parameters incomplete",70,3.8957345342382675E-2,1.0360547627060195,{"$error":"#N/A"},2600,{"$error":"#N/A"},0.19057551309049681,0.08,0.91439085837923539,30,0.40978648448417926,0.62904902928728434,0,null,null,null,{"$error":"#N/A"},{"$error":"#VALUE!"},{"$error":"#VALUE!"},{"$error":"#N/A"},{"$error":"#VALUE!"},248.77740480259317]
[null,"Input parameters incomplete","Input parameters incomplete","Input parameters incomplete","Input parameters incomplete",70,6.1558591706363873E-2,1.0787685292782587,{"$error":"#N/A"},2600,{"$error":"#N/A"},0.10277224213239056,0.08,0.96779691044391203,30,0.42797047239754715,0.70708349150248484,0,null,null,null,{"$error":"#N/A"},{"$error":"#VALUE!"},{"$error":"#VALUE!"},{"$error":"#N/A"},{"$error":"#VALUE!"},198.67631366897419]
[null,"Input parameters incomplete","Input parameters incomplete","Input parameters incomplete","Input parameters incomplete",70,7.8404460524287692E-2,1.0512410723442174,{"$error":"#N/A"},2600,{"$error":"#N/A"},0.17684217775610506,0.08,0.95253553240670252,30,0.4778830050274796,0.73649447195516393,0,null,null,null,{"$error":"#N/A"},{"$error":"#VALUE!"},{"$error":"#VALUE!"},{"$error":"#N/A"},{"$error":"#VALUE!"},160.87881262830967]
[null,"Input parameters incomplete","Input parameters incomplete","Input parameters incomplete","Input parameters incomplete",70,8.0524897241599835E-2,0.99997057774640929,{"$error":"#N/A"},2600,{"$error":"#N/A"},8.8166410504829262E-2,0.08,0.94874985500688536,30,0.46244175097584228,0.61319481275892862,0,null,null,null,{"$error":"#N/A"},{"$error":"#VALUE!"},{"$error":"#VALUE!"},{"$error":"#N/A"},{"$error":"#VALUE!"},151.02672764177893]
[null,"Input parameters incomplete","Input parameters incomplete","Input parameters incomplete","Input parameters incomplete",70,5.7637750573903059E-2,1.0346026300894247,{"$error":"#N/A"},2600,{"$error":"#N/A"},0.17229192444129379,0.08,0.96153226140930192,30,0.47298374099117441,0.74464747424096722,0,null,null,null,{"$error":"#N/A"},{"$error":"#VALUE!"},{"$error":"#VALUE!"},{"$error":"#N/A"},{"$error":"#VALUE!"},263.76768433674931]
[null,"Input parameters incomplete","Input parameters incomplete","Input parameters incomplete","Input parameters incomplete",70,0.10285950845207167,1.114008133072941,{"$error":"#N/A"},2600,{"$error":"#N/A"},0.14747869285398313,0.08,0.9350364990335478,30,0.47062358920479463,0.72253408984228673,0,null,null,null,{"$error":"#N/A"},{"$error":"#VALUE!"},{"$error":"#VALUE!"},{"$error":"#N/A"},{"$error":"#VALUE!"},161.46140802014912]
[null,"Input parameters incomplete","Input parameters incomplete","Input parameters incomplete","Input parameters incomplete",70,7.2811564860208899E-2,1.0831565457859382,{"$error":"#N/A"},2600,{"$error":"#N/A"},9.1581758205387054E-2,0.08,0.92722390600822691,30,0.44106260056061813,0.77263508837961226,0,null,null,null,{"$error":"#N/A"},{"$error":"#VALUE!"},{"$error":"#VALUE!"},{"$error":"#N/A"},{"$error":"#VALUE!"},243.19988174425947]
[null,"Input parameters incomplete","Input parameters incomplete","Input parameters incomplete","Input parameters incomplete",70,4.5620933490688603E-2,1.030761228516502,{"$error":"#N/A"},2600,{"$error":"#N/A"},0.1527765976683339,0.08,0.94812215290690438,30,0.41812734819823144,0.78869714136447722,0,null,null,null,{"$error":"#N/A"},{"$error":"#VALUE!"},{"$error":"#VALUE!"},{"$error":"#N/A"},{"$error":"#VALUE!"},144.3870052321133]
[null,"Input parameters incomplete","Input parameters incomplete","Input parameters incomplete","Input parameters incomplete",70,6.7465747020929515E-2,1.1228723796214592,{"$error":"#N/A"},2600,{"$error":"#N/A"},0.11208251039879256,0.08,0.93844562682976063,30,0.41957132441326767,0.6133671751591161,0,null,null,null,{"$error":"#N/A"},{"$error":"#VALUE!"},{"$error":"#VALUE!"},{"$error":"#N/A"},{"$error":"#VALUE!"},289.11912219323062]
[null,"Input parameters incomplete","Input parameters incomplete","Input parameters incomplete","Input parameters incomplete",70,5.9573868137958792E-2,1.0644578595900964,{"$error":"#N/A"},2600,{"$error":"#N/A"},8.1426400579573399E-2,0.08,0.96660879929329002,30,0.4529832788282368,0.61612479712111901,0,null,null,null,{"$error":"#N/A"},{"$error":"#VALUE!"},{"$error":"#VALUE!"},{"$error":"#N/A"},{"$error":"#VALUE!"},201.94674674753091]
[null,"Input parameters incomplete","Input parameters incomplete","Input parameters incomplete","Input parameters incomplete",70,5.3071922550834302E-2,1.004965405504191,{"$error":"#N/A"},2600,{"$error":"#N/A"},0.1821978856559483,0.08,0.95528481871877058,30,0.40987850357579719,0.66009939343923463,0,null,null,null,{"$error":"#N/A"},{"$error":"#VALUE!"},{"$error":"#VALUE!"},{"$error":"#N/A"},{"$error":"#VALUE!"},221.81052964442827]
[null,"Input parameters incomplete","Input parameters incomplete","Input parameters incomplete","Input parameters incomplete",70,8.2389509431385843E-2,1.0576059371651751,{"$error":"#N/A"},2600,{"$error":"#N/A"},0.1999723831045836,0.08,0.91313747328091777,30,0.44746715917210866,0.79554506815851422,0,null,null,null,{"$error":"#N/A"},{"$error":"#VALUE!"},{"$error":"#VALUE!"},{"$error":"#N/A"},{"$error":"#VALUE!"},191.25709482117566]
[null,"Input parameters incomplete","Input parameters incomplete","Input parameters incomplete","Input parameters incomplete",70,7.5216631527137534E-2,1.1095695198224584,{"$error":"#N/A"},2600,{"$error":"#N/A"},0.11374363968744253,0.08,0.93956076397418309,30,0.48070338915915356,0.62084638140150594,0,null,null,null,{"$error":"#N/A"},{"$error":"#VALUE!"},{"$error":"#VALUE!"},{"$error":"#N/A"},{"$error":"#VALUE!"},167.02521166751592]
[null,"Input parameters incomplete","Input parameters incomplete","Input parameters incomplete","Input parameters incomplete",70,5.0442642210467806E-2,1.0587410558030013,{"$error":"#N/A"},2600,{"$error":"#N/A"},0.11428488256235997,0.08,0.9413866833575254,30,0.49013070114330448,0.74920362980524779,0,null,null,null,{"$error":"#N/A"},{"$error":"#VALUE!"},{"$error":"#VALUE!"},{"$error":"#N/A"},{"$error":"#VALUE!"},262.50094850233643]
[null,"Input parameters incomplete","Input parameters incomplete","Input parameters incomplete","Input parameters incomplete",70,3.3491797553012445E-2,0.98837504773641394,{"$error":"#N/A"},2600,{"$error":"#N/A"},8.0161794901074043E-2,0.08,0.96403908451369003,30,0.45272541790767934,0.73191784928716364,0,null,null,null,{"$error":"#N/A"},{"$error":"#VALUE!"},{"$error":"#VALUE!"},{"$error":"#N/A"},{"$error":"#VALUE!"},200.01675930168909]
[null,"Input parameters incomplete","Input parameters incomplete","Input parameters incomplete","Input parameters incomplete",70,4.1297595980836557E-2,1.0684946700539133,{"$error":"#N/A"},2600,{"$error":"#N/A"},0.15261610976996434,0.08,0.9484024811973415,30,0.47207967632237263,0.6080977096976371,0,null,null,null,{"$error":"#N/A"},{"$error":"#VALUE!"},{"$error":"#VALUE!"},{"$error":"#N/A"},{"$error":"#VALUE!"},252.48329948836954]
[null,"Input parameters incomplete","Input parameters incomplete","Input parameters incomplete","Input parameters incomplete",70,9.001594888050285E-2,1.0517610980283221,{"$error":"#N/A"},2600,{"$error":"#N/A"},0.14234369271237887,0.08,0.92880808182816155,30,0.46327711023906692,0.61020308264509437,0,null,null,null,{"$error":"#N/A"},{"$error":"#VALUE!"},{"$error":"#VALUE!"},{"$error":"#N/A"},{"$error":"#VALUE!"},256.3856731692274]
[null,"Input parameters incomplete","Input parameters incomplete","Input parameters incomplete","Input parameters incomplete",70,5.447396706803892E-2,1.1378228424357593,{"$error":"#N/A"},2600,{"$error":"#N/A"},9.9509942572118162E-2,0.08,0.91709149789380051,30,0.45271936682485298,0.76851654420281168,0,null,null,null,{"$error":"#N/A"},{"$error":"#VALUE!"},{"$error":"#VALUE!"},{"$error":"#N/A"},{"$error":"#VALUE!"},119.0029426283963]
[null,"Input parameters incomplete","Input parameters incomplete","Input parameters incomplete","Input parameters incomplete",70,4.3429922796550419E-2,1.1005181987438708,{"$error":"#N/A"},2600,{"$error":"#N/A"},0.14114771190890291,0.08,0.96193382346829071,30,0.47459117766791242,0.63871356493705789,0,null,null,null,{"$error":"#N/A"},{"$error":"#VALUE!"},{"$error":"#VALUE!"},{"$error":"#N/A"},{"$error":"#VALUE!"},262.71250776809853]
[null,"Input parameters incomplete","Input parameters incomplete","Input parameters incomplete","Input parameters incomplete",70,5.4810051577866212E-2,1.0359172129681109,{"$error":"#N/A"},2600,{"$error":"#N/A"},0.16625506980889987,0.08,0.91870896604833707,30,0.45952734312525867,0.64719292854338717,0,null,null,null,{"$error":"#N/A"},{"$error":"#VALUE!"},{"$error":"#VALUE!"},{"$error":"#N/A"},{"$error":"#VALUE!"},209.73527219175492]
[null,"Input parameters incomplete","Input parameters incomplete","Input parameters incomplete","Input parameters incomplete",70,5.3373608675813727E-2,1.1136682972928522,{"$error":"#N/A"},2600,{"$error":"#N/A"},0.17921663551105282,0.08,0.90505690741173384,30,0.48522849445081023,0.66618128251358599,0,null,null,null,{"$error":"#N/A"},{"$error":"#VALUE!"},{"$error":"#VALUE!"},{"$error":"#N/A"},{"$error":"#VALUE!"},176.00168768757692]
[null,"Input parameters incomplete","Input parameters incomplete","Input parameters incomplete","Input parameters incomplete",70,5.6831009973974479E-2,1.0359770710801888,{"$error":"#N/A"},2600,{"$error":"#N/A"},0.13232535949704582,0.08,0.91224895941892692,30,0.43856050757674414,0.77857493579258463,0,null,null,null,{"$error":"#N/A"},{"$error":"#VALUE!"},{"$error":"#VALUE!"},{"$error":"#N/A"},{"$error":"#VALUE!"},232.90522940682058]
[null,"Input parameters incomplete","Input parameters incomplete","Input parameters incomplete","Input parameters incomplete",70,6.9087024750521711E-2,1.1163762418842151,{"$error":"#N/A"},2600,{"$error":"#N/A"},0.16200392410396505,0.08,0.96531600822968577,30,0.46458792163993479,0.61694278299952976,0,null,null,null,{"$error":"#N/A"},{"$error":"#VALUE!"},{"$error":"#VALUE!"},{"$error":"#N/A"},{"$error":"#VALUE!"},240.47614615034163]
[null,"Input parameters incomplete","Input parameters incomplete","Input parameters incomplete","Input parameters incomplete",70,3.7282895787438666E-2,1.0849412174373596,{"$error":"#N/A"},2600,{"$error":"#N/A"},0.14483944044059882,0.08,0.97630938478605045,30,0.43980973627778541,0.65946714903030246,0,null,null,null,{"$error":"#N/A"},{"$error":"#VALUE!"},{"$error":"#VALUE!"},{"$error":"#N/A"},{"$error":"#VALUE!"},266.88824266702471]
[null,"Input parameters incomplete","Input parameters incomplete","Input parameters incomplete","Input parameters incomplete",70,9.2335814063762803E-2,1.0725333264894865,{"$error":"#N/A"},2600,{"$error":"#N/A"},0.16455557908164153,0.08,0.94817133454362723,30,0.47538082894438777,0.65783430791009345,0,null,null,null,{"$error":"#N/A"},{"$error":"#VALUE!"},{"$error":"#VALUE!"},{"$error":"#N/A"},{"$error":"#VALUE!"},124.48438429462357]
[null,"Input parameters incomplete","Input parameters incomplete","Input parameters incomplete","Input parameters incomplete",70,5.7050322037403629E-2,1.0245629404085488,{"$error":"#N/A"},2600,{"$error":"#N/A"},0.19129248592346582,0.08,0.95268857110076566,30,0.46797035712384777,0.65220048845430134,0,null,null,null,{"$error":"#N/A"},{"$error":"#VALUE!"},{"$error":"#VALUE!"},{"$error":"#N/A"},{"$error":"#VALUE!"},199.29368888234441]
[null,"Input parameters incomplete","Input parameters incomplete","Input parameters incomplete","Input parameters incomplete",70,3.6042361791888813E-2,1.1224275456687829,{"$error":"#N/A"},2600,{"$error":"#N/A"},0.10438563300292825,0.08,0.92387396022183987,30,0.47462559634096269,0.61276435836860921,0,null,null,null,{"$error":"#N/A"},{"$error":"#VALUE!"},{"$error":"#VALUE!"},{"$error":"#N/A"},{"$error":"#VALUE!"},117.42547013976363]
[null,"Input parameters incomplete","Input parameters incomplete","Input parameters incomplete","Input parameters incomplete",70,7.3267856350919092E-2,1.0125435647809224,{"$error":"#N/A"},2600,{"$error":"#N/A"},0.10472428065723574,0.08,0.97962923901930554,30,0.41206489679402764,0.61657475181936905,0,null,null,null,{"$error":"#N/A"},{"$error":"#VALUE!"},{"$error":"#VALUE!"},{"$error":"#N/A"},{"$error":"#VALUE!"},258.47432954707614]
[]
[null,"Inputs/Seed"]
[null,"Input parameters incomplete","Input parameters incomplete","Input parameters incomplete","Input parameters incomplete",70,2.2442641787478484E-2,1.0436571129392989,{"$error":"#N/A"},2600,{"$error":"#N/A"},0.11763956323460775,0.08,0.9321701559727199,30,0.40606185015456336,0.65273387512814129,0]
[null,"Input parameters incomplete","Input parameters incomplete","Input parameters incomplete","Input parameters incomplete",70,5.1149554481739266E-2,1.0224625025754901,{"$error":"#N/A"},2600,{"$error":"#N/A"},9.7841244745043771E-2,0.08,0.94823360362630238,30,0.45863011886199934,0.77264784649536,0]
[null,"Input parameters incomplete","Input parameters incomplete","Input parameters incomplete","Input parameters incomplete",70,4.5566378675436656E-2,1.1300808945010816,{"$error":"#N/A"},2600,{"$error":"#N/A"},9.7103563965557638E-2,0.08,0.95306272717922025,30,0.49309856936693225,0.70609628996765872,0]
[null,"Input parameters incomplete","Input parameters incomplete","Input parameters incomplete","Input parameters incomplete",70,7.7779248168726306E-2,1.1252624699660954,{"$error":"#N/A"},2600,{"$error":"#N/A"},0.16657103285494654,0.08,0.92809895980350232,30,0.45078361645196896,0.65134631093490181,0]
[null,"Input parameters incomplete","Input parameters incomplete","Input parameters incomplete","Input parameters incomplete",70,3.9579173630962507E-2,1.1436218246302254,{"$error":"#N/A"},2600,{"$error":"#N/A"},0.15296865229839887,0.08,0.96501627329105266,30,0.47241248381226414,0.62120168900221995,0]
[null,"Input parameters incomplete","Input parameters incomplete","Input parameters incomplete","Input parameters incomplete",70,9.5521407119203469E-2,1.1299872560836288,{"$error":"#N/A"},2600,{"$error":"#N/A"},0.1016364386308698,0.08,0.94957521203134199,30,0.43883598863248208,0.74831107198560831,0]
[null,"Input parameters incomplete","Input parameters incomplete","Input parameters incomplete","Input parameters incomplete",70,6.8178274250857707E-2,1.0189963604339558,{"$error":"#N/A"},2600,{"$error":"#N/A"},0.15260945284957866,0.08,0.9311262985938491,30,0.42678800424971619,0.77727133089266875,0]
[null,"Input parameters incomplete","Input parameters incomplete","Input parameters incomplete","Input parameters incomplete",70,3.9958450062634612E-2,1.0418740974859433,{"$error":"#N/A"},2600,{"$error":"#N/A"},9.700363568190741E-2,0.08,0.93774101288608436,30,0.42027887063572961,0.69181986659213979,0]
[null,"Input parameters incomplete","Input parameters incomplete","Input parameters incomplete","Input parameters incomplete",70,1.4768586729593899E-2,1.031556920117366,{"$error":"#N/A"},2600,{"$error":"#N/A"},0.11686643939587694,0.08,0.93097995947742029,30,0.40457306210641192,0.76239063816274111,0]
[null,"Input parameters incomplete","Input parameters incomplete","Input parameters incomplete","Input parameters incomplete",70,7.8090298288211651E-2,1.0552658740820822,{"$error":"#N/A"},2600,{"$error":"#N/A"},0.16396256161095418,0.08,0.92607859036530138,30,0.48687061031751333,0.78107694277819595,0,null,null,null,"Outputs/Results"]
[null,"Input parameters incomplete","Input parameters incomplete","Input parameters incomplete","Input parameters incomplete",70,6.6830834461219749E-2,1.0982744686714776,{"$error":"#N/A"},2600,{"$error":"#N/A"},9.7392247668846535E-2,0.08,0.92842884973886963,30,0.48795459602964869,0.73944244073206211,0,null,null,null,{"$error":"#N/A"},{"$error":"#VALUE!"},{"$error":"#VALUE!"},{"$error":"#N/A"},{"$error":"#VALUE!"},168.72244176194292]
[null,"Input parameters incomplete","Input parameters incomplete","Input parameters incomplete","Input parameters incomplete",70,4.0314225686901503E-2,1.0981428528288246,{"$error":"#N/A"},2600,{"$error":"#N/A"},8.9340409521993125E-2,0.08,0.96391608470566148,30,0.46038261491168719,0.72531499511444009,0,null,null,null,{"$error":"#N/A"},{"$error":"#VALUE!"},{"$error":"#VALUE!"},{"$error":"#N/A"},{"$error":"#VALUE!"},147.92387856323018]
[null,"Input parameters incomplete","Input parameters incomplete","Input parameters incomplete","Input parameters incomplete",70,5.3176554842180541E-2,1.0855404918318701,{"$error":"#N/A"},2600,{"$error":"#N/A"},0.1207529818159695,0.08,0.9575188128429285,30,0.46945847579359479,0.67631016425812585,0,null,null,null,{"$error":"#N/A"},{"$error":"#VALUE!"},{"$error":"#VALUE!"},{"$error":"#N/A"},{"$error":"#VALUE!"},277.89484710402962]
[null,"Input parameters incomplete","Input parameters incomplete","Input parameters incomplete","Input parameters incomplete",70,7.2461182519205303E-2,1.0969561825378589,{"$error":"#N/A"},2600,{"$error":"#N/A"},0.18292361704882118,0.08,0.97034737382607528,30,0.451884696554893,0.73904509281670194,0,null,null,null,{"$error":"#N/A"},{"$error":"#VALUE!"},{"$error":"#VALUE!"},{"$error":"#N/A"},{"$error":"#VALUE!"},226.62713161460167]
[null,"Input parameters incomplete","Input parameters incomplete","Input parameters incomplete","Input parameters incomplete",70,9.4682552777862694E-2,1.0710717622345554,{"$error":"#N/A"},2600,{"$error":"#N/A"},9.2584139996100018E-2,0.08,0.95332943644967227,30,0.42441186508645873,0.61605406994654299,0,null,null,null,{"$error":"#N/A"},{"$error":"#VALUE!"},{"$error":"#VALUE!"},{"$error":"#N/A"},{"$error":"#VALUE!"},244.47924111173012]
[null,"Input parameters incomplete","Input parameters incomplete","Input parameters incomplete","Input parameters incomplete",70,7.9039839980788576E-2,1.1168719219475323,{"$error":"#N/A"},2600,{"$error":"#N/A"},0.10204517564911546,0.08,0.9541949244415423,30,0.46545702114631948,0.63337476963045647,0,null,null,null,{"$error":"#N/A"},{"$error":"#VALUE!"},{"$error":"#VALUE!"},{"$error":"#N/A"},{"$error":"#VALUE!"},182.63257570595255]
[null,"Input parameters incomplete","Input parameters incomplete","Input parameters incomplete","Input parameters incomplete",70,4.2189925128675088E-2,1.0382525769926141,{"$error":"#N/A"},2600,{"$error":"#N/A"},0.15641248032394461,0.08,0.99312949912495274,30,0.43840075736649042,0.73050296930225178,0,null,null,null,{"$error":"#N/A"},{"$error":"#VALUE!"},{"$error":"#VALUE!"},{"$error":"#N/A"},{"$error":"#VALUE!"},190.65610587885661]
[null,"Input parameters incomplete","Input parameters incomplete","Input parameters incomplete","Input parameters incomplete",70,8.163935668896416E-2,1.0420520562239739,{"$error":"#N/A"},2600,{"$error":"#N/A"},0.12282233415411077,0.08,0.95406489848197762,30,0.40077121544228239,0.63010391883338424,0,null,null,null,{"$error":"#N/A"},{"$error":"#VALUE!"},{"$error":"#VALUE!"},{"$error":"#N/A"},{"$error":"#VALUE!"},182.02183816679803]
[null,"Input parameters incomplete","Input parameters incomplete","Input parameters incomplete","Input parameters incomplete",70,4.4717096782657603E-2,1.0396450204964678,{"$error":"#N/A"},2600,{"$error":"#N/A"},0.18422440927309763,0.08,0.94539791148908081,30,0.45166126672751294,0.69929710891648356,0,null,null,null,{"$error":"#N/A"},{"$error":"#VALUE!"},{"$error":"#VALUE!"},{"$error":"#N/A"},{"$error":"#VALUE!"},252.926568551245]
[null,"Input parameters incomplete","Input parameters incomplete","Input parameters incomplete","Input parameters incomplete",70,2.6005568111235937E-2,1.0739171172751725,{"$error":"#N/A"},2600,{"$error":"#N/A"},0.14125452759834461,0.08,0.92870525371549684,30,0.44796646031520387,0.73462792695151513,0,null,null,null,{"$error":"#N/A"},{"$error":"#VALUE!"},{"$error":"#VALUE!"},{"$error":"#N/A"},{"$error":"#VALUE!"},181.55650934728317]
[null,"Input parameters incomplete","Input parameters incomplete","Input parameters incomplete","Input parameters incomplete",70,7.1506601769912539E-2,1.1027993601907846,{"$error":"#N/A"},2600,{"$error":"#N/A"},0.11293822954048424,0.08,0.96549188764346694,30,0.41972866807481857,0.67210626047107047,0,null,null,null,{"$error":"#N/A"},{"$error":"#VALUE!"},{"$error":"#VALUE!"},{"$error":"#N/A"},{"$error":"#VALUE!"},288.99469026096779]
[null,"Input parameters incomplete","Input parameters incomplete","Input parameters incomplete","Input parameters incomplete",70,6.5206573162227915E-2,1.0714864959972317,{"$error":"#N/A"},2600,{"$error":"#N/A"},0.1563362532507451,0.08,0.93843203209619497,30,0.49724770829088194,0.67782237968503067,0,null,null,null,{"$error":"#N/A"},{"$error":"#VALUE!"},{"$error":"#VALUE!"},{"$error":"#N/A"},{"$error":"#VALUE!"},236.5339387696045]
[null,"Input parameters incomplete","Input parameters incomplete","Input parameters incomplete","Input parameters incomplete",70,3.7228517482381249E-2,1.0133434264841761,{"$error":"#N/A"},2600,{"$error":"#N/A"},0.17155750348248494,0.08,0.93193571180265167,30,0.42982405755921349,0.61100900735310348,0,null,null,null,{"$error":"#N/A"},{"$error":"#VALUE!"},{"$error":"#VALUE!"},{"$error":"#N/A"},{"$error":"#VALUE!"},127.2627624987372]
[null,"Input parameters incomplete","Input parameters incomplete","Input parameters incomplete","Input parameters incomplete",70,6.1020036788269907E-2,0.99449688379660428,{"$error":"#N/A"},2600,{"$error":"#N/A"},0.1993944566965499,0.08,0.93693557924271065,30,0.47041694665001377,0.75344490980553303,0,null,null,null,{"$error":"#N/A"},{"$error":"#VALUE!"},{"$error":"#VALUE!"},{"$error":"#N/A"},{"$error":"#VALUE!"},273.33233817777591]
[null,"Input parameters incomplete","Input parameters incomplete","Input parameters incomplete","Input parameters incomplete",70,7.0282173545775567E-2,1.0637368784231422,{"$error":"#N/A"},2600,{"$error":"#N/A"},0.13589262358919893,0.08,0.91411048335275302,30,0.45146445266877344,0.67215689140721802,0,null,null,null,{"$error":"#N/A"},{"$error":"#VALUE!"},{"$error":"#VALUE!"},{"$error":"#N/A"},{"$error":"#VALUE!"},270.8427413755935]
[null,"Input parameters incomplete","Input parameters incomplete","Input parameters incomplete","Input parameters incomplete",70,2.7963903637306803E-2,1.0197562335093238,{"$error":"#N/A"},2600,{"$error":"#N/A"},8.6859002514641737E-2,0.08,0.95274745987276588,30,0.4383614301305912,0.66501392557755901,0,null,null,null,{"$error":"#N/A"},{"$error":"#VALUE!"},{"$error":"#VALUE!"},{"$error":"#N/A"},{"$error":"#VALUE!"},116.48664039273204]
[null,"Input parameters incomplete","Input parameters incomplete","Input parameters incomplete","Input parameters incomplete",70,3.2796336055339229E-2,1.0290522061124943,{"$error":"#N/A"},2600,{"$error":"#N/A"},0.17746244245830542,0.08,0.95602620677278105,30,0.458027105273283,0.69631978751986057,0,null,null,null,{"$error":"#N/A"},{"$error":"#VALUE!"},{"$error":"#VALUE!"},{"$error":"#N/A"},{"$error":"#VALUE!"},222.90085039378289]
[null,"Input parameters incomplete","Input parameters incomplete","Input parameters incomplete","Input parameters incomplete",70,7.5538209109767301E-2,1.0601090387818854,{"$error":"#N/A"},2600,{"$error":"#N/A"},0.14992203275409224,0.08,0.9743463365744699,30,0.46080489311322276,0.7560678665810967,0,null,null,null,{"$error":"#N/A"},{"$error":"#VALUE!"},{"$error":"#VALUE!"},{"$error":"#N/A"},{"$error":"#VALUE!"},116.92523641208059]
[null,"Input parameters incomplete","Input parameters incomplete","Input parameters incomplete","Input parameters incomplete",70,4.6592806135846668E-2,1.032235101277249,{"$error":"#N/A"},2600,{"$error":"#N/A"},0.13418614483737246,0.08,0.95065867892474076,30,0.40437747838718241,0.61017338568580537,0,null,null,null,{"$error":"#N/A"},{"$error":"#VALUE!"},{"$error":"#VALUE!"},{"$error":"#N/A"},{"$error":"#VALUE!"},126.17671481433734]
[null,"Input parameters incomplete","Input parameters incomplete","Input parameters incomplete","Input parameters incomplete",70,6.0410434061223102E-2,0.99851676433839065,{"$error":"#N/A"},2600,{"$error":"#N/A"},0.19711712081345634,0.08,0.97066195701267988,30,0.48175256435815211,0.6171671891078202,0,null,null,null,{"$error":"#N/A"},{"$error":"#VALUE!"},{"$error":"#VALUE!"},{"$error":"#N/A"},{"$error":"#VALUE!"},162.58695018205063]
[null,"Input parameters incomplete","Input parameters incomplete","Input parameters incomplete","Input parameters incomplete",70,3.5786914541566878E-2,1.0438936267884564,{"$error":"#N/A"},2600,{"$error":"#N/A"},0.152028818564519,0.08,0.95138005370218959,30,0.41722999624154478,0.72545956661536448,0,null,null,null,{"$error":"#N/A"},{"$error":"#VALUE!"},{"$error":"#VALUE!"},{"$error":"#N/A"},{"$error":"#VALUE!"},231.90755655615175]
[null,"Input parameters incomplete","Input parameters incomplete","Input parameters incomplete","Input parameters incomplete",70,4.6595020302915971E-2,1.0579116179397798,{"$error":"#N/A"},2600,{"$error":"#N/A"},0.12321653468313815,0.08,0.94244380065582234,30,0.47060515051187379,0.76185181991280848,0,null,null,null,{"$error":"#N/A"},{"$error":"#VALUE!"},{"$error":"#VALUE!"},{"$error":"#N/A"},{"$error":"#VALUE!"},206.88573439508292]
[null,"Input parameters incomplete","Input parameters incomplete","Input parameters incomplete","Input parameters incomplete",70,3.0727149379445373E-2,1.0360189250912186,{"$error":"#N/A"},2600,{"$error":"#N/A"},0.17411814023713271,0.08,0.98157740165074547,30,0.40770356982819023,0.77079878733603069,0,null,null,null,{"$error":"#N/A"},{"$error":"#VALUE!"},{"$error":"#VALUE!"},{"$error":"#N/A"},{"$error":"#VALUE!"},266.40959180646843]
[null,"Input parameters incomplete","Input parameters incomplete","Input parameters incomplete","Input parameters incomplete",70,3.4436577054929557E-2,1.1398422537067745,{"$error":"#N/A"},2600,{"$error":"#N/A"},0.14222381564377673,0.08,0.9277104343203596,30,0.44656566851813795,0.7013227263972861,0,null,null,null,{"$error":"#N/A"},{"$error":"#VALUE!"},{"$error":"#VALUE!"},{"$error":"#N/A"},{"$error":"#VALUE!"},180.5519149568922]
[null,"Input parameters incomplete","Input parameters incomplete","Input parameters incomplete","Input parameters incomplete",70,7.2179750865628473E-2,1.1516858091422746,{"$error":"#N/A"},2600,{"$error":"#N/A"},0.12236612403151566,0.08,0.98797129955843421,30,0.4226365539840119,0.79760472891067602,0,null,null,null,{"$error":"#N/A"},{"$error":"#VALUE!"},{"$error":"#VALUE!"},{"$error":"#N/A"},{"$error":"#VALUE!"},112.82867354180789]
[null,"Input parameters incomplete","Input parameters incomplete","Input parameters incomplete","Input parameters incomplete",70,4.1435654171784533E-2,1.1077977104486783,{"$error":"#N/A"},2600,{"$error":"#N/A"},0.13777230432632609,0.08,0.94724847527591982,30,0.4252503304485129,0.63109270357591118,0,null,null,null,{"$error":"#N/A"},{"$error":"#VALUE!"},{"$error":"#VALUE!"},{"$error":"#N/A"},{"$error":"#VALUE!"},121.16896292177418]
[null,"Input parameters incomplete","Input parameters incomplete","Input parameters incomplete","Input parameters incomplete",70,4.3977411391054211E-2,1.1015889518744193,{"$error":"#N/A"},2600,{"$error":"#N/A"},0.19311015605941373,0.08,0.98112446214019455,30,0.41717510237224731,0.7978272291867512,0,null,null,null,{"$error":"#N/A"},{"$error":"#VALUE!"},{"$error":"#VALUE!"},{"$error":"#N/A"},{"$error":"#VALUE!"},146.07229568015103]
[null,"Input parameters incomplete","Input parameters incomplete","Input parameters incomplete","Input parameters incomplete",70,6.2716377684000943E-2,1.1042321285470995,{"$error":"#N/A"},2600,{"$error":"#N/A"},0.13810874315629851,0.08,0.9462028042344115,30,0.47261306793974517,0.619705966569842,0,null,null,null,{"$error":"#N/A"},{"$error":"#VALUE!"},{"$error":"#VALUE!"},{"$error":"#N/A"},{"$error":"#VALUE!"},180.89597899671537]
[null,"Input parameters incomplete","Input parameters incomplete","Input parameters incomplete","Input parameters incomplete",70,4.6157452824752331E-2,1.0268833831036939,{"$error":"#N/A"},2600,{"$error":"#N/A"},0.13034281655927199,0.08,0.92760692628185759,30,0.43001608887039583,0.71295443453553653,0,null,null,null,{"$error":"#N/A"},{"$error":"#VALUE!"},{"$error":"#VALUE!"},{"$error":"#N/A"},{"$error":"#VALUE!"},174.52634550269664]
[null,"Input parameters incomplete","Input parameters incomplete","Input parameters incomplete","Input parameters incomplete",70,3.808686883171826E-2,1.0519627891344632,{"$error":"#N/A"},2600,{"$error":"#N/A"},0.18611269500710956,0.08,0.93709987203546508,30,0.46274970967256485,0.7723258557059276,0,null,null,null,{"$error":"#N/A"},{"$error":"#VALUE!"},{"$error":"#VALUE!"},{"$error":"#N/A"},{"$error":"#VALUE!"},222.24531252221271]
[null,"Input parameters incomplete","Input parameters incomplete","Input parameters incomplete","Input parameters incomplete",70,4.698568821058343E-2,1.1170232614065847,{"$error":"#N/A"},2600,{"$error":"#N/A"},9.006947701211454E-2,0.08,0.91672147822571171,30,0.49047158930133372,0.72784906571166297,0,null,null,null,{"$error":"#N/A"},{"$error":"#VALUE!"},{"$error":"#VALUE!"},{"$error":"#N/A"},{"$error":"#VALUE!"},263.2010150171289]
[null,"Input parameters incomplete","Input parameters incomplete","Input parameters incomplete","Input parameters incomplete",70,4.5343500644093093E-2,1.0248863333301166,{"$error":"#N/A"},2600,{"$error":"#N/A"},0.16050225399949181,0.08,0.92768561294286478,30,0.44935318020691384,0.78765233384557731,0,null,null,null,{"$error":"#N/A"},{"$error":"#VALUE!"},{"$error":"#VALUE!"},{"$error":"#N/A"},{"$error":"#VALUE!"},155.69526755000237]
[null,"Input parameters incomplete","Input parameters incomplete","Input parameters incomplete","Input parameters incomplete",70,8.8585465322582671E-2,0.99266367249414533,{"$error":"#N/A"},2600,{"$error":"#N/A"},8.6065755488781134E-2,0.08,0.9357686720467574,30,0.43860102319535654,0.77620171307631325,0,null,null,null,{"$error":"#N/A"},{"$error":"#VALUE!"},{"$error":"#VALUE!"},{"$error":"#N/A"},{"$error":"#VALUE!"},234.07064763855485]
[null,"Input parameters incomplete","Input parameters incomplete","Input parameters incomplete","Input parameters incomplete",70,4.035723917521359E-2,1.1386468021028393,{"$error":"#N/A"},2600,{"$error":"#N/A"},0.11767064450097198,0.08,0.96427936505592571,30,0.49559710836428228,0.75265056755727011,0,null,null,null,{"$error":"#N/A"},{"$error":"#VALUE!"},{"$error":"#VALUE!"},{"$error":"#N/A"},{"$error":"#VALUE!"},183.7171989130334]
[null,"Input parameters incomplete","Input parameters incomplete","Input parameters incomplete","Input parameters incomplete",70,6.1074013091918199E-2,1.0658801337151445,{"$error":"#N/A"},2600,{"$error":"#N/A"},0.16038705979140855,0.08,0.9785776796996587,30,0.4623011398632304,0.62828664646176424,0,null,null,null,{"$error":"#N/A"},{"$error":"#VALUE!"},{"$error":"#VALUE!"},{"$error":"#N/A"},{"$error":"#VALUE!"},146.95626606354375]
[null,"Input parameters incomplete","Input parameters incomplete","Input parameters incomplete","Input parameters incomplete",70,7.0788778060283303E-2,1.1294813593249842,{"$error":"#N/A"},2600,{"$error":"#N/A"},9.5484682355983744E-2,0.08,0.95460009785244493,30,0.45534159238072913,0.63498012827870054,0,null,null,null,{"$error":"#N/A"},{"$error":"#VALUE!"},{"$error":"#VALUE!"},{"$error":"#N/A"},{"$error":"#VALUE!"},119.1552093505402]
[null,"Input parameters incomplete","Input parameters incomplete","Input parameters incomplete","Input parameters incomplete",70,7.19282707038187E-2,1.0849504228599376,{"$error":"#N/A"},2600,{"$error":"#N/A"},0.15471045546700607,0.08,0.95740211748157855,30,0.49362794382526853,0.71007050869040644,0,null,null,null,{"$error":"#N/A"},{"$error":"#VALUE!"},{"$error":"#VALUE!"},{"$error":"#N/A"},{"$error":"#VALUE!"},207.16820027334131]
[null,"Input parameters incomplete","Input parameters incomplete","Input parameters incomplete","Input parameters incomplete",70,2.151657228268132E-2,1.1271871011263144,{"$error":"#N/A"},2600,{"$error":"#N/A"},0.10010329520601015,0.08,0.95154530603076692,30,0.40308668440542772,0.61854213260866697,0,null,null,null,{"$error":"#N/A"},{"$error":"#VALUE!"},{"$error":"#VALUE!"},{"$error":"#N/A"},{"$error":"#VALUE!"},267.1548443485633]
[null,"Input parameters incomplete","Input parameters incomplete","Input parameters incomplete","Input parameters incomplete",70,5.1847605277380263E-2,1.0611849052162787,{"$error":"#N/A"},2600,{"$error":"#N/A"},8.8494678469792643E-2,0.08,0.94831186047458127,30,0.49517165217246667,0.73914225589173244,0,null,null,null,{"$error":"#N/A"},{"$error":"#VALUE!"},{"$error":"#VALUE!"},{"$error":"#N/A"},{"$error":"#VALUE!"},276.03952532253822]
[null,"Input parameters incomplete","Input parameters incomplete","Input parameters incomplete","Input parameters incomplete",70,9.8086784123894766E-2,1.0320058983250027,{"$error":"#N/A"},2600,{"$error":"#N/A"},0.10044941795481664,0.08,0.97751529103760015,30,0.48914790763468852,0.64648272160768516,0,null,null,null,{"$error":"#N/A"},{"$error":"#VALUE!"},{"$error":"#VALUE!"},{"$error":"#N/A"},{"$error":"#VALUE!"},180.86064292185321]
[null,"Input parameters incomplete","Input parameters incomplete","Input parameters incomplete","Input parameters incomplete",70,6.1323937961511851E-2,1.0284436012410905,{"$error":"#N/A"},2600,{"$error":"#N/A"},0.12879324224789754,0.08,0.90812492721778848,30,0.48587982382334705,0.66772254632987926,0,null,null,null,{"$error":"#N/A"},{"$error":"#VALUE!"},{"$error":"#VALUE!"},{"$error":"#N/A"},{"$error":"#VALUE!"},281.2991097362094]
[null,"Input parameters incomplete","Input parameters incomplete","Input parameters incomplete","Input parameters incomplete",70,9.1462987969835985E-2,1.0051240383860838,{"$error":"#N/A"},2600,{"$error":"#N/A"},8.4813311490876425E-2,0.08,0.95936352600914176,30,0.48831917768023808,0.61888456416505921,0,null,null,null,{"$error":"#N/A"},{"$error":"#VALUE!"},{"$error":"#VALUE!"},{"$error":"#N/A"},{"$error":"#VALUE!"},117.4749546771137]
[null,"Input parameters incomplete","Input parameters incomplete","Input parameters incomplete","Input parameters incomplete",70,5.8443968956243542E-2,0.98997463196683377,{"$error":"#N/A"},2600,{"$error":"#N/A"},0.11619267024917621,0.08,0.94755900107839397,30,0.44580826927893674,0.66837090884877393,0,null,null,null,{"$error":"#N/A"},{"$error":"#VALUE!"},{"$error":"#VALUE!"},{"$error":"#N/A"},{"$error":"#VALUE!"},281.58824148953761]
[null,"Input parameters incomplete","Input parameters incomplete","Input parameters incomplete","Input parameters incomplete",70,8.1756123739792741E-2,1.0464587490523218,{"$error":"#N/A"},2600,{"$error":"#N/A"},0.11218658457669965,0.08,0.96361564156077084,30,0.4020657070798509,0.77051334986560904,0,null,null,null,{"$error":"#N/A"},{"$error":"#VALUE!"},{"$error":"#VALUE!"},{"$error":"#N/A"},{"$error":"#VALUE!"},189.4210089545702]
[null,"Input parameters incomplete","Input parameters incomplete","Input parameters incomplete","Input parameters incomplete",70,4.6049680705032264E-2,1.107646305326742,{"$error":"#N/A"},2600,{"$error":"#N/A"},0.10530948670207127,0.08,0.96402827989639195,30,0.44751638102541658,0.74912483648398798,0,null,null,null,{"$error":"#N/A"},{"$error":"#VALUE!"},{"$error":"#VALUE!"},{"$error":"#N/A"},{"$error":"#VALUE!"},261.54425074159087]
[null,"Input parameters incomplete","Input parameters incomplete","Input parameters incomplete","Input parameters incomplete",70,6.3623887625567574E-2,1.0609945792762074,{"$error":"#N/A"},2600,{"$error":"#N/A"},0.12804218387289434,0.08,0.9409226373673365,30,0.45826442554782726,0.74204627964627257,0,null,null,null,{"$error":"#N/A"},{"$error":"#VALUE!"},{"$error":"#VALUE!"},{"$error":"#N/A"},{"$error":"#VALUE!"},137.89973495835574]
[null,"Input parameters incomplete","Input parameters incomplete","Input parameters incomplete","Input parameters incomplete",70,6.8249025518869008E-2,1.0418648713066812,{"$error":"#N/A"},2600,{"$error":"#N/A"},0.10121365334627075,0.08,0.96969852240982402,30,0.43138383551320236,0.769230804771179,0,null,null,null,{"$error":"#N/A"},{"$error":"#VALUE!"},{"$error":"#VALUE!"},{"$error":"#N/A"},{"$error":"#VALUE!"},256.07958925838989]
[null,"Input parameters incomplete","Input parameters incomplete","Input parameters incomplete","Input parameters incomplete",70,5.6397947009880676E-2,1.0832175797828794,{"$error":"#N/A"},2600,{"$error":"#N/A"},0.19323499594734317,0.08,0.93791058861488141,30,0.41649983061444434,0.62026381581225154,0,null,null,null,{"$error":"#N/A"},{"$error":"#VALUE!"},{"$error":"#VALUE!"},{"$error":"#N/A"},{"$error":"#VALUE!"},161.81022345390414]
[null,"Input parameters incomplete","Input parameters incomplete","Input parameters incomplete","Input parameters incomplete",70,6.1535573308573246E-2,1.097387972851992,{"$error":"#N/A"},2600,{"$error":"#N/A"},0.15637289619288519,0.08,0.95730093623754042,30,0.43851634202209394,0.74055011881392074,0,null,null,null,{"$error":"#N/A"},{"$error":"#VALUE!"},{"$error":"#VALUE!"},{"$error":"#N/A"},{"$error":"#VALUE!"},239.73756450597392]
[null,"Input parameters incomplete","Input parameters incomplete","Input parameters incomplete","Input parameters incomplete",70,1.9513371759757987E-2,1.0839869781384095,{"$error":"#N/A"},2600,{"$error":"#N/A"},9.2283661602876918E-2,0.08,0.93070044578786904,30,0.42567122355006748,0.66441420039617394,0,null,null,null,{"$error":"#N/A"},{"$error":"#VALUE!"},{"$error":"#VALUE!"},{"$error":"#N/A"},{"$error":"#VALUE!"},160.42085796891266]
[null,"Input parameters incomplete","Input parameters incomplete","Input parameters incomplete","Input parameters incomplete",70,4.966781216528262E-2,1.0281284993755613,{"$error":"#N/A"},2600,{"$error":"#N/A"},0.12558362888134333,0.08,0.9457496745261087,30,0.49870106241563406,0.76804648241234386,0,null,null,null,{"$error":"#N/A"},{"$error":"#VALUE!"},{"$error":"#VALUE!"},{"$error":"#N/A"},{"$error":"#VALUE!"},164.14545680903694]
[null,"Input parameters incomplete","Input parameters incomplete","Input parameters incomplete","Input parameters incomplete",70,4.9928642728189331E-2,1.047281187009188,{"$error":"#N/A"},2600,{"$error":"#N/A"},8.6185979868570073E-2,0.08,0.98809392047536659,30,0.4405329048576237,0.75528119934764137,0,null,null,null,{"$error":"#N/A"},{"$error":"#VALUE!"},{"$error":"#VALUE!"},{"$error":"#N/A"},{"$error":"#VALUE!"},155.5653755922242]
[null,"Input parameters incomplete","Input parameters incomplete","Input parameters incomplete","Input parameters incomplete",70,6.0535596600668796E-2,1.1401718050809917,{"$error":"#N/A"},2600,{"$error":"#N/A"},0.10725471301263226,0.08,0.94639183230215562,30,0.45504252569305692,0.69801814546645313,0,null,null,null,{"$error":"#N/A"},{"$error":"#VALUE!"},{"$error":"#VALUE!"},{"$error":"#N/A"},{"$error":"#VALUE!"},183.9241629667851]
[null,"Input parameters incomplete","Input parameters incomplete","Input parameters incomplete","Input parameters incomplete",70,4.6203879656761718E-2,1.1389550048408916,{"$error":"#N/A"},2600,{"$error":"#N/A"},0.14919428035174051,0.08,0.95321007733983065,30,0.40014044436375035,0.63650731872970678,0,null,null,null,{"$error":"#N/A"},{"$error":"#VALUE!"},{"$error":"#VALUE!"},{"$error":"#N/A"},{"$error":"#VALUE!"},228.29360606361885]
[null,"Input parameters incomplete","Input parameters incomplete","Input parameters incomplete","Input parameters incomplete",70,7.9833130524094464E-2,1.0531527751230434,{"$error":"#N/A"},2600,{"$error":"#N/A"},0.1795171871224765,0.08,0.94111670546783799,30,0.4430903808136667,0.70903294313310017,0,null,null,null,{"$error":"#N/A"},{"$error":"#VALUE!"},{"$error":"#VALUE!"},{"$error":"#N/A"},{"$error":"#VALUE!"},305.11642588806336]
[null,"Input parameters incomplete","Input parameters incomplete","Input parameters incomplete","Input parameters incomplete",70,9.7331881392079878E-2,1.086659021158656,{"$error":"#N/A"},2600,{"$error":"#N/A"},0.13513449156911728,0.08,0.93252398451092011,30,0.41824908327847049,0.78798149458730904,0,null,null,null,{"$error":"#N/A"},{"$error":"#VALUE!"},{"$error":"#VALUE!"},{"$error":"#N/A"},{"$error":"#VALUE!"},225.06175075564104]
[null,"Input parameters incomplete","Input parameters incomplete","Input parameters incomplete","Input parameters incomplete",70,4.6902122336020743E-2,1.0019729795228591,{"$error":"#N/A"},2600,{"$error":"#N/A"},9.5337285584250683E-2,0.08,0.96485085624494382,30,0.4952081500320511,0.70624432172679719,0,null,null,null,{"$error":"#N/A"},{"$error":"#VALUE!"},{"$error":"#VALUE!"},{"$error":"#N/A"},{"$error":"#VALUE!"},133.57540753627637]
[null,"Input parameters incomplete","Input parameters incomplete","Input parameters incomplete","Input parameters incomplete",70,6.9252853125679123E-2,1.0953135678268164,{"$error":"#N/A"},2600,{"$error":"#N/A"},8.4670150334083413E-2,0.08,0.94409431341164451,30,0.48786604284123042,0.77674168941986232,0,null,null,null,{"$error":"#N/A"},{"$error":"#VALUE!"},{"$error":"#VALUE!"},{"$error":"#N/A"},{"$error":"#VALUE!"},162.90223141629701]
[null,"Input parameters incomplete","Input parameters incomplete","Input parameters incomplete","Input parameters incomplete",70,-6.2057662465509339E-3,1.1164254701828484,{"$error":"#N/A"},2600,{"$error":"#N/A"},0.12464423963497724,0.08,0.93604368466849508,30,0.49825270311659547,0.79919116446384719,0,null,null,null,{"$error":"#N/A"},{"$error":"#VALUE!"},{"$error":"#VALUE!"},{"$error":"#N/A"},{"$error":"#VALUE!"},211.36497371634368]
[null,"Input parameters incomplete","Input parameters incomplete","Input parameters incomplete","Input parameters incomplete",70,5.5117590697717406E-2,1.0532815012125121,{"$error":"#N/A"},2600,{"$error":"#N/A"},9.2460518357520255E-2,0.08,0.93756660722768914,30,0.48004735290760869,0.69630309800005497,0,null,null,null,{"$error":"#N/A"},{"$error":"#VALUE!"},{"$error":"#VALUE!"},{"$error":"#N/A"},{"$error":"#VALUE!"},276.15332983568379]
[null,"Input parameters incomplete","Input parameters incomplete","Input parameters incomplete","Input parameters incomplete",70,4.5656283971759221E-2,1.1293574500012216,{"$error":"#N/A"},2600,{"$error":"#N/A"},0.15027908291044839,0.08,0.92742637658296423,30,0.40457875699503532,0.7645522608472326,0,null,null,null,{"$error":"#N/A"},{"$error":"#VALUE!"},{"$error":"#VALUE!"},{"$error":"#N/A"},{"$error":"#VALUE!"},223.23887660526077]
[null,"Input parameters incomplete","Input parameters incomplete","Input parameters incomplete","Input parameters incomplete",70,6.2393271574235951E-2,1.0340716005854578,{"$error":"#N/A"},2600,{"$error":"#N/A"},0.16643516515184908,0.08,0.9502368341835189,30,0.40076125854127137,0.72957709993913866,0,null,null,null,{"$error":"#N/A"},{"$error":"#VALUE!"},{"$error":"#VALUE!"},{"$error":"#N/A"},{"$error":"#VALUE!"},170.91493096568723]
[null,"Input parameters incomplete","Input parameters incomplete","Input parameters incomplete","Input parameters incomplete",70,8.1263052436183078E-2,1.0425701208527165,{"$error":"#N/A"},2600,{"$error":"#N/A"},0.14328430414755561,0.08,0.96674005435838106,30,0.46307216015016256,0.61398236919025828,0,null,null,null,{"$error":"#N/A"},{"$error":"#VALUE!"},{"$error":"#VALUE!"},{"$error":"#N/A"},{"$error":"#VALUE!"},173.304889300594]
[null,"Input parameters incomplete","Input parameters incomplete","Input parameters incomplete","Input parameters incomplete",70,8.199416650127879E-2,1.0274258459778436,{"$error":"#N/A"},2600,{"$error":"#N/A"},9.0821239098210382E-2,0.08,0.9410272843211569,30,0.41076722921212622,0.6709903291242495,0,null,null,null,{"$error":"#N/A"},{"$error":"#VALUE!"},{"$error":"#VALUE!"},{"$error":"#N/A"},{"$error":"#VALUE!"},196.10271872752904]
[null,"Input parameters incomplete","Input parameters incomplete","Input parameters incomplete","Input parameters incomplete",70,7.8771896551376785E-2,1.0300726718352904,{"$error":"#N/A"},2600,{"$error":"#N/A"},0.10424416717478487,0.08,0.96967693767442564,30,0.4107493678643912,0.7143033252881047,0,null,null,null,{"$error":"#N/A"},{"$error":"#VALUE!"},{"$error":"#VALUE!"},{"$error":"#N/A"},{"$error":"#VALUE!"},225.25272416716939]
[null,"Input parameters incomplete","Input parameters incomplete","Input parameters incomplete","Input parameters incomplete",70,5.8424910975376623E-2,1.0457017125184889,{"$error":"#N/A"},2600,{"$error":"#N/A"},0.1680662338072651,0.08,0.96957244027698475,30,0.45693499750525968,0.69372440989783157,0,null,null,null,{"$error":"#N/A"},{"$error":"#VALUE!"},{"$error":"#VALUE!"},{"$error":"#N/A"},{"$error":"#VALUE!"},279.05725414952491]
[null,"Input parameters incomplete","Input parameters incomplete","Input parameters incomplete","Input parameters incomplete",70,8.9552033621173893E-2,1.1199348577960413,{"$error":"#N/A"},2600,{"$error":"#N/A"},0.10533064544130992,0.08,0.97871571923715395,30,0.40304192536000505,0.6483763629158954,0,null,null,null,{"$error":"#N/A"},{"$error":"#VALUE!"},{"$error":"#VALUE!"},{"$error":"#N/A"},{"$error":"#VALUE!"},253.41396853617192]
[null,"Input parameters incomplete","Input parameters incomplete","Input parameters incomplete","Input parameters incomplete",70,7.6054490373025446E-2,1.1054609570313891,{"$error":"#N/A"},2600,{"$error":"#N/A"},0.19932454587383808,0.08,0.9522872220451456,30,0.46243229429186683,0.62148840821432483,0,null,null,null,{"$error":"#N/A"},{"$error":"#VALUE!"},{"$error":"#VALUE!"},{"$error":"#N/A"},{"$error":"#VALUE!"},158.7355649508003]
[null,"Input parameters incomplete","Input parameters incomplete","Input parameters incomplete","Input parameters incomplete",70,5.0492496827973285E-2,0.98114977590973096,{"$error":"#N/A"},2600,{"$error":"#N/A"},0.12201032754607535,0.08,0.92288732671252016,30,0.45169923024113062,0.70392686421066408,0,null,null,null,{"$error":"#N/A"},{"$error":"#VALUE!"},{"$error":"#VALUE!"},{"$error":"#N/A"},{"$error":"#VALUE!"},176.68870496898089]
[null,"Input parameters incomplete","Input parameters incomplete","Input parameters incomplete","Input parameters incomplete",70,6.1669868760865679E-2,1.0595607578606756,{"$error":"#N/A"},2600,{"$error":"#N/A"},0.10820809846033974,0.08,0.90645334352990925,30,0.49073725608935476,0.75426524386778115,0,null,null,null,{"$error":"#N/A"},{"$error":"#VALUE!"},{"$error":"#VALUE!"},{"$error":"#N/A"},{"$error":"#VALUE!"},184.48533569991093]
[null,"Input parameters incomplete","Input parameters incomplete","Input parameters incomplete","Input parameters incomplete",70,3.4048863430245914E-2,1.0593014796040541,{"$error":"#N/A"},2600,{"$error":"#N/A"},8.2564642044786349E-2,0.08,0.99036011309217886,30,0.41576307005210372,0.70351173265174372,0,null,null,null,{"$error":"#N/A"},{"$error":"#VALUE!"},{"$error":"#VALUE!"},{"$error":"#N/A"},{"$error":"#VALUE!"},222.71968801541954]
[null,"Input parameters incomplete","Input parameters incomplete","Input parameters incomplete","Input parameters incomplete",70,4.1372690041237885E-2,1.014120039268952,{"$error":"#N/A"},2600,{"$error":"#N/A"},0.18955354270452768,0.08,0.94311202942948402,30,0.4329633093346632,0.7428923858000458,0,null,null,null,{"$error":"#N/A"},{"$error":"#VALUE!"},{"$error":"#VALUE!"},{"$error":"#N/A"},{"$error":"#VALUE!"},252.21330884230971]
[null,"Input parameters incomplete","Input parameters incomplete","Input parameters incomplete","Input parameters incomplete",70,6.4440198954112127E-2,1.0551271352909679,{"$error":"#N/A"},2600,{"$error":"#N/A"},0.18664123349028355,0.08,0.94617117515609039,30,0.40045612508228101,0.76200101117324293,0,null,null,null,{"$error":"#N/A"},{"$error":"#VALUE!"},{"$error":"#VALUE!"},{"$error":"#N/A"},{"$error":"#VALUE!"},208.7008295444025]
[null,"Input parameters incomplete","Input parameters incomplete","Input parameters incomplete","Input parameters incomplete",70,4.5384220476739449E-2,1.0542664001975492,{"$error":"#N/A"},2600,{"$error":"#N/A"},0.17737327989707097,0.08,0.95575184530093238,30,0.44822131663382403,0.69922032921226274,0,null,null,null,{"$error":"#N/A"},{"$error":"#VALUE!"},{"$error":"#VALUE!"},{"$error":"#N/A"},{"$error":"#VALUE!"},252.54858437310395]
[null,"Input parameters incomplete","Input parameters incomplete","Input parameters incomplete","Input parameters incomplete",70,6.4813811131764945E-2,1.0870827227961264,{"$error":"#N/A"},2600,{"$error":"#N/A"},0.10536589908165767,0.08,0.9558516649954335,30,0.42529181905920738,0.67380101275197013,0,null,null,null,{"$error":"#N/A"},{"$error":"#VALUE!"},{"$error":"#VALUE!"},{"$error":"#N/A"},{"$error":"#VALUE!"},192.6815270953557]
[null,"Input parameters incomplete","Input parameters incomplete","Input parameters incomplete","Input parameters incomplete",70,8.6268012827621227E-2,1.149489870991621,{"$error":"#N/A"},2600,{"$error":"#N/A"},0.10852106473953899,0.08,0.98956284926121141,30,0.42670213638035087,0.63972665511743687,0,null,null,null,{"$error":"#N/A"},{"$error":"#VALUE!"},{"$error":"#VALUE!"},{"$error":"#N/A"},{"$error":"#VALUE!"},109.83245647336764]
[null,"Input parameters incomplete","Input parameters incomplete","Input parameters incomplete","Input parameters incomplete",70,4.8893787410250661E-2,1.0605242160160626,{"$error":"#N/A"},2600,{"$error":"#N/A"},0.1512418738871355,0.08,0.92008836266957561,30,0.43817210415090424,0.69123016389846881,0,null,null,null,{"$error":"#N/A"},{"$error":"#VALUE!"},{"$error":"#VALUE!"},{"$error":"#N/A"},{"$error":"#VALUE!"},233.46737405027417]
[null,"Input parameters incomplete","Input parameters incomplete","Input parameters incomplete","Input parameters incomplete",70,3.4251554000772601E-2,1.0669058021060067,{"$error":"#N/A"},2600,{"$error":"#N/A"},8.402880607077351E-2,0.08,0.95590519349610725,30,0.40833150284135694,0.72620664181867722,0,null,null,null,{"$error":"#N/A"},{"$error":"#VALUE!"},{"$error":"#VALUE!"},{"$error":"#N/A"},{"$error":"#VALUE!"},177.72477041325911]
[null,"Input parameters incomplete","Input parameters incomplete","Input parameters incomplete","Input parameters incomplete",70,3.884792844893363E-2,1.073703397885688,{"$error":"#N/A"},2600,{"$error":"#N/A"},9.6478501977809966E-2,0.08,0.95948826584106051,30,0.41135154817506075,0.65936961698036622,0,null,null,null,{"$error":"#N/A"},{"$error":"#VALUE!"},{"$error":"#VALUE!"},{"$error":"#N/A"},{"$error":"#VALUE!"},202.24872308884366]
[null,"Input parameters incomplete","Input parameters incomplete","Input parameters incomplete","Input parameters incomplete",70,2.7731840806640533E-2,1.0178108666641275,{"$error":"#N/A"},2600,{"$error":"#N/A"},0.14333625287647944,0.08,0.93394045746234533,30,0.42664488057802102,0.62946499897206287,0,null,null,null,{"$error":"#N/A"},{"$error":"#VALUE!"},{"$error":"#VALUE!"},{"$error":"#N/A"},{"$error":"#VALUE!"},128.754688046605]
[null,"Input parameters incomplete","Input parameters incomplete","Input parameters incomplete","Input parameters incomplete",70,5.8043347644773105E-2,1.0688693225633885,{"$error":"#N/A"},2600,{"$error":"#N/A"},0.10651232929794176,0.08,0.95139352660887822,30,0.44953398937930705,0.79966600418675271,0,null,null,null,{"$error":"#N/A"},{"$error":"#VALUE!"},{"$error":"#VALUE!"},{"$error":"#N/A"},{"$error":"#VALUE!"},226.69612232496607]
[null,"Input parameters incomplete","Input parameters incomplete","Input parameters incomplete","Input parameters incomplete",70,5.3607512353723519E-2,1.0540363483494988,{"$error":"#N/A"},2600,{"$error":"#N/A"},0.17377867703676134,0.08,0.94530381154037346,30,0.47713986533980773,0.68224480155063638,0,null,null,null,{"$error":"#N/A"},{"$error":"#VALUE!"},{"$error":"#VALUE!"},{"$error":"#N/A"},{"$error":"#VALUE!"},130.23359665140637]
[null,"Input parameters incomplete","Input parameters incomplete","Input parameters incomplete","Input parameters incomplete",70,8.2318975484465914E-2,1.0941580348967763,{"$error":"#N/A"},2600,{"$error":"#N/A"},8.3268503573891012E-2,0.08,0.95571747716427957,30,0.48605621376226055,0.6562384276848966,0,null,null,null,{"$error":"#N/A"},{"$error":"#VALUE!"},{"$error":"#VALUE!"},{"$error":"#N/A"},{"$error":"#VALUE!"},140.89661942208483]
[null,"Input parameters incomplete","Input parameters incomplete","Input parameters incomplete","Input parameters incomplete",70,3.8337127237967436E-2,1.0943280011135681,{"$error":"#N/A"},2600,{"$error":"#N/A"},0.19577715247678915,0.08,0.92464739255339612,30,0.41850384015769881,0.73054194884200641,0,null,null,null,{"$error":"#N/A"},{"$error":"#VALUE!"},{"$error":"#VALUE!"},{"$error":"#N/A"},{"$error":"#VALUE!"},204.71765017897431]
[null,"Input parameters incomplete","Input parameters incomplete","Input parameters incomplete","Input parameters incomplete",70,6.1963984748887681E-2,1.1201221791774523,{"$error":"#N/A"},2600,{"$error":"#N/A"},0.12379962168501105,0.08,0.93906489600768406,30,0.48026809844531038,0.61003014719727067,0,null,null,null,{"$error":"#N/A"},{"$error":"#VALUE!"},{"$error":"#VALUE!"},{"$error":"#N/A"},{"$error":"#VALUE!"},250.4672656450075]
[null,"Input parameters incomplete","Input parameters incomplete","Input parameters incomplete","Input parameters incomplete",70,0.10256283996446577,1.0420238468511016,{"$error":"#N/A"},2600,{"$error":"#N/A"},0.13372009795519832,0.08,0.94075347062143089,30,0.42578590689252832,0.79963418862430125,0,null,null,null,{"$error":"#N/A"},{"$error":"#VALUE!"},{"$error":"#VALUE!"},{"$error":"#N/A"},{"$error":"#VALUE!"},136.10371422270572]
[null,"Input parameters incomplete","Input parameters incomplete","Input parameters incomplete","Input parameters incomplete",70,2.6651342119662247E-2,1.0498985805491701,{"$error":"#N/A"},2600,{"$error":"#N/A"},0.11216410994853973,0.08,0.94623320551157408,30,0.43898869187715672,0.70225179219305034,0,null,null,null,{"$error":"#N/A"},{"$error":"#VALUE!"},{"$error":"#VALUE!"},{"$error":"#N/A"},{"$error":"#VALUE!"},211.98269920723808]
[null,"Input parameters incomplete","Input parameters incomplete","Input parameters incomplete","Input parameters incomplete",70,6.8269367261968167E-2,1.0233611677015193,{"$error":"#N/A"},2600,{"$error":"#N/A"},0.19325563581747418,0.08,0.93045666027692708,30,0.4718615673837756,0.72051453576763447,0,null,null,null,{"$error":"#N/A"},{"$error":"#VALUE!"},{"$error":"#VALUE!"},{"$error":"#N/A"},{"$error":"#VALUE!"},189.59481024342739]
[null,"Input parameters incomplete","Input parameters incomplete","Input parameters incomplete","Input parameters incomplete",70,6.9956006451700234E-2,1.0686523796483873,{"$error":"#N/A"},2600,{"$error":"#N/A"},0.11214142098862567,0.08,0.9611705759240976,30,0.4857539385003119,0.71141923538518437,0,null,null,null,{"$error":"#N/A"},{"$error":"#VALUE!"},{"$error":"#VALUE!"},{"$error":"#N/A"},{"$error":"#VALUE!"},263.63609779845109]
[null,"Input parameters incomplete","Input parameters incomplete","Input parameters incomplete","Input parameters incomplete",70,7.3778579001903002E-2,1.0899133974927315,{"$error":"#N/A"},2600,{"$error":"#N/A"},0.12369132721604012,0.08,0.9367237627519942,30,0.43628420794017225,0.79725504742436937,0,null,null,null,{"$error":"#N/A"},{"$error":"#VALUE!"},{"$error":"#VALUE!"},{"$error":"#N/A"},{"$error":"#VALUE!"},300.5906595846111]
[null,"Input parameters incomplete","Input parameters incomplete","Input parameters incomplete","Input parameters incomplete",70,7.9754391950659975E-2,1.0849282115688892,{"$error":"#N/A"},2600,{"$error":"#N/A"},0.14309362010275023,0.08,0.92809482427145495,30,0.40286720950251265,0.63788945884161408,0,null,null,null,{"$error":"#N/A"},{"$error":"#VALUE!"},{"$error":"#VALUE!"},{"$error":"#N/A"},{"$error":"#VALUE!"},195.53944724472677]
[null,"Input parameters incomplete","Input parameters incomplete","Input parameters incomplete","Input parameters incomplete",70,5.2105008198894374E-2,1.0877058599928502,{"$error":"#N/A"},2600,{"$error":"#N/A"},9.4544474679306864E-2,0.08,0.93164765882449996,30,0.40558140626638561,0.75983002869811189,0,null,null,null,{"$error":"#N/A"},{"$error":"#VALUE!"},{"$error":"#VALUE!"},{"$error":"#N/A"},{"$error":"#VALUE!"},237.54743901751723]
[null,"Input parameters incomplete","Input parameters incomplete","Input parameters incomplete","Input parameters incomplete",70,8.439996489295018E-2,1.0483174380930016,{"$error":"#N/A"},2600,{"$error":"#N/A"},0.14388578583982686,0.08,0.92655253030014428,30,0.47445393874797948,0.69957583117682243,0,null,null,null,{"$error":"#N/A"},{"$error":"#VALUE!"},{"$error":"#VALUE!"},{"$error":"#N/A"},{"$error":"#VALUE!"},265.52518339194739]
[null,"Input parameters incomplete","Input parameters incomplete","Input parameters incomplete","Input parameters incomplete",70,5.8769171507235554E-2,1.1019808770169561,{"$error":"#N/A"},2600,{"$error":"#N/A"},0.10800302482734944,0.08,0.94180633131155322,30,0.42270211394983392,0.65823746888349477,0,null,null,null,{"$error":"#N/A"},{"$error":"#VALUE!"},{"$error":"#VALUE!"},{"$error":"#N/A"},{"$error":"#VALUE!"},154.70461787648941]
[null,"Input parameters incomplete","Input parameters incomplete","Input parameters incomplete","Input parameters incomplete",70,7.6802764860681008E-2,1.0309355383299539,{"$error":"#N/A"},2600,{"$error":"#N/A"},0.12954998935429643,0.08,0.93796309868961014,30,0.46113396995932188,0.78197623125303384,0,null,null,null,{"$error":"#N/A"},{"$error":"#VALUE!"},{"$error":"#VALUE!"},{"$error":"#N/A"},{"$error":"#VALUE!"},211.28310107749974]
[null,"Input parameters incomplete","Input parameters incomplete","Input parameters incomplete","Input parameters incomplete",70,0.10031493432573772,1.0316389622027551,{"$error":"#N/A"},2600,{"$error":"#N/A"},0.12625877555216569,0.08,0.94275618680629092,30,0.48972421673724692,0.66033010518272883,0,null,null,null,{"$error":"#N/A"},{"$error":"#VALUE!"},{"$error":"#VALUE!"},{"$error":"#N/A"},{"$error":"#VALUE!"},198.99423837258715]
[null,"Input parameters incomplete","Input parameters incomplete","Input parameters incomplete","Input parameters incomplete",70,8.4220920249708106E-2,1.1140600946830954,{"$error":"#N/A"},2600,{"$error":"#N/A"},0.19332698092324502,0.08,0.92945992098754959,30,0.44652048939893363,0.76472068432483542,0,null,null,null,{"$error":"#N/A"},{"$error":"#VALUE!"},{"$error":"#VALUE!"},{"$error":"#N/A"},{"$error":"#VALUE!"},235.77980680071386]
[null,"Input parameters incomplete","Input parameters incomplete","Input parameters incomplete","Input parameters incomplete",70,6.8797633616656764E-2,1.0903665750983378,{"$error":"#N/A"},2600,{"$error":"#N/A"},0.14181412480778929,0.08,0.95660315465397405,30,0.48871749454466129,0.66981364929182541,0,null,null,null,{"$error":"#N/A"},{"$error":"#VALUE!"},{"$error":"#VALUE!"},{"$error":"#N/A"},{"$error":"#VALUE!"},194.38226692569899]
[null,"Input parameters incomplete","Input parameters incomplete","Input parameters incomplete","Input parameters incomplete",70,3.9273081232967647E-2,1.1326131316250341,{"$error":"#N/A"},2600,{"$error":"#N/A"},0.14108150953577284,0.08,0.91275211282536794,30,0.48625843279988845,0.7390439873081841,0,null,null,null,{"$error":"#N/A"},{"$error":"#VALUE!"},{"$error":"#VALUE!"},{"$error":"#N/A"},{"$error":"#VALUE!"},262.75295727172795]
[null,"Input parameters incomplete","Input parameters incomplete","Input parameters incomplete","Input parameters incomplete",70,4.2363111368307602E-2,1.0694376493746112,{"$error":"#N/A"},2600,{"$error":"#N/A"},0.13826384540974318,0.08,0.99645370440485559,30,0.42701582370367763,0.76631495253161308,0,null,null,null,{"$error":"#N/A"},{"$error":"#VALUE!"},{"$error":"#VALUE!"},{"$error":"#N/A"},{"$error":"#VALUE!"},161.138191702341]
[null,"Input parameters incomplete","Input parameters incomplete","Input parameters incomplete","Input parameters incomplete",70,2.1451832575342389E-2,1.1632492273137214,{"$error":"#N/A"},2600,{"$error":"#N/A"},0.15701294608580113,0.08,0.93683926034400566,30,0.45586860077136987,0.75843550236469426,0,null,null,null,{"$error":"#N/A"},{"$error":"#VALUE!"},{"$error":"#VALUE!"},{"$error":"#N/A"},{"$error":"#VALUE!"},135.84193805786978]
[null,"Input parameters incomplete","Input parameters incomplete","Input parameters incomplete","Input parameters incomplete",70,0.10838253951568393,1.011659734360582,{"$error":"#N/A"},2600,{"$error":"#N/A"},0.11468322492920406,0.08,0.9525733150422363,30,0.46930914121926487,0.70639770180611217,0,null,null,null,{"$error":"#N/A"},{"$error":"#VALUE!"},{"$error":"#VALUE!"},{"$error":"#N/A"},{"$error":"#VALUE!"},183.54118281728009]
[null,"Input parameters incomplete","Input parameters incomplete","Input parameters incomplete","Input parameters incomplete",70,9.4656356383383544E-2,1.1598199426804714,{"$error":"#N/A"},2600,{"$error":"#N/A"},0.13835985759262284,0.08,0.99087925277561473,30,0.49377899579781903,0.62632724567692144,0,null,null,null,{"$error":"#N/A"},{"$error":"#VALUE!"},{"$error":"#VALUE!"},{"$error":"#N/A"},{"$error":"#VALUE!"},259.35961349050308]
[null,"Input parameters incomplete","Input parameters incomplete","Input parameters incomplete","Input parameters incomplete",70,8.2477521865900794E-2,1.0998621618317117,{"$error":"#N/A"},2600,{"$error":"#N/A"},0.187804646167334,0.08,0.95027729666473149,30,0.4927818032153492,0.73989771017924111,0,null,null,null,{"$error":"#N/A"},{"$error":"#VALUE!"},{"$error":"#VALUE!"},{"$error":"#N/A"},{"$error":"#VALUE!"},231.12591179425718]
[null,"Input parameters incomplete","Input parameters incomplete","Input parameters incomplete","Input parameters incomplete",70,7.1087616884864438E-2,1.0383703556549473,{"$error":"#N/A"},2600,{"$error":"#N/A"},0.11283618258224656,0.08,0.93250760225324369,30,0.42864388616907922,0.68275815073758528,0,null,null,null,{"$error":"#N/A"},{"$error":"#VALUE!"},{"$error":"#VALUE!"},{"$error":"#N/A"},{"$error":"#VALUE!"},154.78767701059738]
[null,"Input parameters incomplete","Input parameters incomplete","Input parameters incomplete","Input parameters incomplete",70,5.7872063739977539E-2,1.028646680789689,{"$error":"#N/A"},2600,{"$error":"#N/A"},0.19122498707949043,0.08,0.96799530668418365,30,0.49169615328450605,0.74118233956186952,0,null,null,null,{"$error":"#N/A"},{"$error":"#VALUE!"},{"$error":"#VALUE!"},{"$error":"#N/A"},{"$error":"#VALUE!"},284.65329427137658]
[null,"Input parameters incomplete","Input parameters incomplete","Input parameters incomplete","Input parameters incomplete",70,6.8428693547207292E-2,1.0425647741932811,{"$error":"#N/A"},2600,{"$error":"#N/A"},0.14684905135439968,0.08,0.96017196034073071,30,0.47321638928086385,0.61382913038341103,0,null,null,null,{"$error":"#N/A"},{"$error":"#VALUE!"},{"$error":"#VALUE!"},{"$error":"#N/A"},{"$error":"#VALUE!"},152.26277762931284]
[null,"Input parameters incomplete","Input parameters incomplete","Input parameters incomplete","Input parameters incomplete",70,9.0075390367140351E-2,1.0294894454433552,{"$error":"#N/A"},2600,{"$error":"#N/A"},8.0274104184925435E-2,0.08,0.95915249295965654,30,0.49552182681254769,0.6612296177773187,0,null,null,null,{"$error":"#N/A"},{"$error":"#VALUE!"},{"$error":"#VALUE!"},{"$error":"#N/A"},{"$error":"#VALUE!"},194.53022692288954]
[null,"Input parameters incomplete","Input parameters incomplete","Input parameters incomplete","Input parameters incomplete",70,5.1376473037172812E-2,1.0063648949246984,{"$error":"#N/A"},2600,{"$error":"#N/A"},0.13913061545645239,0.08,0.97276850241400692,30,0.43616728252746007,0.70635132392812428,0,null,null,null,{"$error":"#N/A"},{"$error":"#VALUE!"},{"$error":"#VALUE!"},{"$error":"#N/A"},{"$error":"#VALUE!"},213.42875460493303]
[null,"Input parameters incomplete","Input parameters incomplete","Input parameters incomplete","Input parameters incomplete",70,5.103717702260839E-2,1.1039182134307843,{"$error":"#N/A"},2600,{"$error":"#N/A"},0.16918577978712712,0.08,0.93840286966928332,30,0.4061162566042007,0.7440950372952746,0,null,null,null,{"$error":"#N/A"},{"$error":"#VALUE!"},{"$error":"#VALUE!"},{"$error":"#N/A"},{"$error":"#VALUE!"},253.09380361408873]
[null,"Input parameters incomplete","Input parameters incomplete","Input parameters incomplete","Input parameters incomplete",70,6.5965717367182736E-2,1.061986609701933,{"$error":"#N/A"},2600,{"$error":"#N/A"},0.1051473762523939,0.08,0.93720115022548789,30,0.49056896150576057,0.62309556491900553,0,null,null,null,{"$error":"#N/A"},{"$error":"#VALUE!"},{"$error":"#VALUE!"},{"$error":"#N/A"},{"$error":"#VALUE!"},206.02980753649254]
[null,"Input parameters incomplete","Input parameters incomplete","Input parameters incomplete","Input parameters incomplete",70,4.8211649209970786E-2,1.0693866972148187,{"$error":"#N/A"},2600,{"$error":"#N/A"},0.14680778296031716,0.08,0.9509521317118429,30,0.46623710748211034,0.62266894001761508,0,null,null,null,{"$error":"#N/A"},{"$error":"#VALUE!"},{"$error":"#VALUE!"},{"$error":"#N/A"},{"$error":"#VALUE!"},201.56541031351151]
[null,"Input parameters incomplete","Input parameters incomplete","Input parameters incomplete","Input parameters incomplete",70,8.4358797140017192E-2,1.0762337678394438,{"$error":"#N/A"},2600,{"$error":"#N/A"},0.14760979615209968,0.08,0.96854430197779395,30,0.49320965312013271,0.6279521541137626,0,null,null,null,{"$error":"#N/A"},{"$error":"#VALUE!"},{"$error":"#VALUE!"},{"$error":"#N/A"},{"$error":"#VALUE!"},259.04057778878706]
[null,"Input parameters incomplete","Input parameters incomplete","Input parameters incomplete","Input parameters incomplete",70,5.6775477195286701E-2,1.0140465506449039,{"$error":"#N/A"},2600,{"$error":"#N/A"},8.4665446552225285E-2,0.08,0.96426772083257206,30,0.40536132628704236,0.74840190201756673,0,null,null,null,{"$error":"#N/A"},{"$error":"#VALUE!"},{"$error":"#VALUE!"},{"$error":"#N/A"},{"$error":"#VALUE!"},245.68790841452719]
[null,"Input parameters incomplete","Input parameters incomplete","Input parameters incomplete","Input parameters incomplete",70,3.8117271793227964E-2,1.0048848396664043,{"$error":"#N/A"},2600,{"$error":"#N/A"},0.16679105894988117,0.08,0.97581726308754524,30,0.45152085389480789,0.71216366344943449,0,null,null,null,{"$error":"#N/A"},{"$error":"#VALUE!"},{"$error":"#VALUE!"},{"$error":"#N/A"},{"$error":"#VALUE!"},183.61540635203548]
[null,"Input parameters incomplete","Input parameters incomplete","Input parameters incomplete","Input parameters incomplete",70,7.3357188827358366E-2,1.0794056269497818,{"$error":"#N/A"},2600,{"$error":"#N/A"},0.17932422120662078,0.08,0.96438771925619449,30,0.46042817434698824,0.62485747147181758,0,null,null,null,{"$error":"#N/A"},{"$error":"#VALUE!"},{"$error":"#VALUE!"},{"$error":"#N/A"},{"$error":"#VALUE!"},294.99750243952406]
[null,"Input parameters incomplete","Input parameters incomplete","Input parameters incomplete","Input parameters incomplete",70,7.2306780012219157E-2,1.0656752563409251,{"$error":"#N/A"},2600,{"$error":"#N/A"},0.18767640892151263,0.08,0.94934243399098417,30,0.41325935181856688,0.63444994992476245,0,null,null,null,{"$error":"#N/A"},{"$error":"#VALUE!"},{"$error":"#VALUE!"},{"$error":"#N/A"},{"$error":"#VALUE!"},163.4145429822747]
[null,"Input parameters incomplete","Input parameters incomplete","Input parameters incomplete","Input parameters incomplete",70,7.45384847276125E-2,1.1086408958807032,{"$error":"#N/A"},2600,{"$error":"#N/A"},0.16597080629416833,0.08,0.98687523733947169,30,0.46875827180128093,0.7008511159989772,0,null,null,null,{"$error":"#N/A"},{"$error":"#VALUE!"},{"$error":"#VALUE!"},{"$error":"#N/A"},{"$error":"#VALUE!"},161.97350405418547]
[null,"Input parameters incomplete","Input parameters incomplete","Input parameters incomplete","Input parameters incomplete",70,4.3915431013228264E-2,1.0967748733300702,{"$error":"#N/A"},2600,{"$error":"#N/A"},0.12913327461793922,0.08,0.95309805579191265,30,0.47081145879693914,0.60587018305004336,0,null,null,null,{"$error":"#N/A"},{"$error":"#VALUE!"},{"$error":"#VALUE!"},{"$error":"#N/A"},{"$error":"#VALUE!"},159.85731167555232]
[null,"Input parameters incomplete","Input parameters incomplete","Input parameters incomplete","Input parameters incomplete",70,6.7145951094054829E-2,1.0668726326626565,{"$error":"#N/A"},2600,{"$error":"#N/A"},0.17447260455093944,0.08,0.96004908984731152,30,0.47346932610139059,0.74370840097311952,0,null,null,null,{"$error":"#N/A"},{"$error":"#VALUE!"},{"$error":"#VALUE!"},{"$error":"#N/A"},{"$error":"#VALUE!"},150.97038485067853]
[null,"Input parameters incomplete","Input parameters incomplete","Input parameters incomplete","Input parameters incomplete",70,7.1671876064434259E-2,1.0123322342914416,{"$error":"#N/A"},2600,{"$error":"#N/A"},0.18489819946271513,0.08,0.97600077741202407,30,0.415290355375455,0.73979043443872583,0,null,null,null,{"$error":"#N/A"},{"$error":"#VALUE!"},{"$error":"#VALUE!"},{"$error":"#N/A"},{"$error":"#VALUE!"},128.02134119129201]
[null,"Input parameters incomplete","Input parameters incomplete","Input parameters incomplete","Input parameters incomplete",70,5.8465049058471649E-2,1.0769676074857597,{"$error":"#N/A"},2600,{"$error":"#N/A"},8.4228198546860464E-2,0.08,0.98237120217641638,30,0.44732838506087041,0.6777556450837332,0,null,null,null,{"$error":"#N/A"},{"$error":"#VALUE!"},{"$error":"#VALUE!"},{"$error":"#N/A"},{"$error":"#VALUE!"},284.94282684534431]
[null,"Input parameters incomplete","Input parameters incomplete","Input parameters incomplete","Input parameters incomplete",70,7.064031703744772E-2,1.1027808046618095,{"$error":"#N/A"},2600,{"$error":"#N/A"},0.10601714379511641,0.08,0.96332553223140183,30,0.43033030337558731,0.64354431532264145,0,null,null,null,{"$error":"#N/A"},{"$error":"#VALUE!"},{"$error":"#VALUE!"},{"$error":"#N/A"},{"$error":"#VALUE!"},173.25006379229109]
[null,"Input parameters incomplete","Input parameters incomplete","Input parameters incomplete","Input parameters incomplete",70,6.0884232570996559E-2,1.033754221359142,{"$error":"#N/A"},2600,{"$error":"#N/A"},9.6185925536669215E-2,0.08,0.95672554204473859,30,0.40073277187723494,0.64049063000111295,0,null,null,null,{"$error":"#N/A"},{"$error":"#VALUE!"},{"$error":"#VALUE!"},{"$error":"#N/A"},{"$error":"#VALUE!"},130.12547800980141]
[null,"Input parameters incomplete","Input parameters incomplete","Input parameters incomplete","Input parameters incomplete",70,7.1435812143054292E-2,1.0149324069074481,{"$error":"#N/A"},2600,{"$error":"#N/A"},8.6508002876693427E-2,0.08,0.96545482832282781,30,0.47173805621457832,0.77555819118186231,0,null,null,null,{"$error":"#N/A"},{"$error":"#VALUE!"},{"$error":"#VALUE!"},{"$error":"#N/A"},{"$error":"#VALUE!"},200.48199470231279]
[null,"Input parameters incomplete","Input parameters incomplete","Input parameters incomplete","Input parameters incomplete",70,4.6355718070773586E-2,1.0390242941620709,{"$error":"#N/A"},2600,{"$error":"#N/A"},0.11631328979500054,0.08,0.96358011645486263,30,0.45845088252643801,0.70087567236516235,0,null,null,null,{"$error":"#N/A"},{"$error":"#VALUE!"},{"$error":"#VALUE!"},{"$error":"#N/A"},{"$error":"#VALUE!"},125.63140828364357]
[null,"Input parameters incomplete","Input parameters incomplete","Input parameters incomplete","Input parameters incomplete",70,8.9778703105131016E-2,1.0308434712655838,{"$error":"#N/A"},2600,{"$error":"#N/A"},8.9052076167482494E-2,0.08,0.96300495353352056,30,0.4817323022333837,0.70221999242849609,0,null,null,null,{"$error":"#N/A"},{"$error":"#VALUE!"},{"$error":"#VALUE!"},{"$error":"#N/A"},{"$error":"#VALUE!"},280.6338665236421]
[null,"Input parameters incomplete","Input parameters incomplete","Input parameters incomplete","Input parameters incomplete",70,8.4504148306448978E-2,0.99546979953811021,{"$error":"#N/A"},2600,{"$error":"#N/A"},0.17673123314463973,0.08,0.97458897323684024,30,0.44158552758192776,0.7197170794627149,0,null,null,null,{"$error":"#N/A"},{"$error":"#VALUE!"},{"$error":"#VALUE!"},{"$error":"#N/A"},{"$error":"#VALUE!"},161.59893390149557]
[null,"Input parameters incomplete","Input parameters incomplete","Input parameters incomplete","Input parameters incomplete",70,7.3364398249206694E-2,1.0741015648891528,{"$error":"#N/A"},2600,{"$error":"#N/A"},0.10796797106805947,0.08,0.92079537937645484,30,0.43160289953083347,0.75646292544027627,0,null,null,null,{"$error":"#N/A"},{"$error":"#VALUE!"},{"$error":"#VALUE!"},{"$error":"#N/A"},{"$error":"#VALUE!"},131.52578825038304]
[null,"Input parameters incomplete","Input parameters incomplete","Input parameters incomplete","Input parameters incomplete",70,6.4644978818682877E-2,1.058895269520099,{"$error":"#N/A"},2600,{"$error":"#N/A"},0.11597549364835602,0.08,0.91511480547686619,30,0.43380034279014762,0.67382952617237402,0,null,null,null,{"$error":"#N/A"},{"$error":"#VALUE!"},{"$error":"#VALUE!"},{"$error":"#N/A"},{"$error":"#VALUE!"},113.89916707532801]
[null,"Input parameters incomplete","Input parameters incomplete","Input parameters incomplete","Input parameters incomplete",70,7.5966597496470639E-2,1.0376854227847592,{"$error":"#N/A"},2600,{"$error":"#N/A"},8.1232109752373952E-2,0.08,0.94793228915981498,30,0.45208726235572982,0.65538534448786101,0,null,null,null,{"$error":"#N/A"},{"$error":"#VALUE!"},{"$error":"#VALUE!"},{"$error":"#N/A"},{"$error":"#VALUE!"},125.33780628893076]
[null,"Input parameters incomplete","Input parameters incomplete","Input parameters incomplete","Input parameters incomplete",70,9.1100099766288523E-2,1.1307757403688945,{"$error":"#N/A"},2600,{"$error":"#N/A"},0.11835187024240373,0.08,0.91223355441627541,30,0.48382217808176109,0.79797682861197927,0,null,null,null,{"$error":"#N/A"},{"$error":"#VALUE!"},{"$error":"#VALUE!"},{"$error":"#N/A"},{"$error":"#VALUE!"},173.92836049094774]
[null,"Input parameters incomplete","Input parameters incomplete","Input parameters incomplete","Input parameters incomplete",70,2.4844867713897295E-2,1.1408573422561563,{"$error":"#N/A"},2600,{"$error":"#N/A"},0.16175738104066628,0.08,0.94715112156718351,30,0.43435132232978763,0.73829305428148173,0,null,null,null,{"$error":"#N/A"},{"$error":"#VALUE!"},{"$error":"#VALUE!"},{"$error":"#N/A"},{"$error":"#VALUE!"},188.60855208667735]
[null,"Input parameters incomplete","Input parameters incomplete","Input parameters incomplete","Input parameters incomplete",70,5.3451921042246081E-2,0.9847943315280937,{"$error":"#N/A"},2600,{"$error":"#N/A"},0.15663186725717343,0.08,0.93013110236884278,30,0.49643712686973523,0.61617839545463471,0,null,null,null,{"$error":"#N/A"},{"$error":"#VALUE!"},{"$error":"#VALUE!"},{"$error":"#N/A"},{"$error":"#VALUE!"},148.2142841129081]
[null,"Input parameters incomplete","Input parameters incomplete","Input parameters incomplete","Input parameters incomplete",70,3.9121702359958627E-2,1.0506405904418123,{"$error":"#N/A"},2600,{"$error":"#N/A"},0.16530782127659693,0.08,0.93495549606634476,30,0.41445413623820587,0.74971439443577936,0,null,null,null,{"$error":"#N/A"},{"$error":"#VALUE!"},{"$error":"#VALUE!"},{"$error":"#N/A"},{"$error":"#VALUE!"},251.04565244379526]
[null,"Input parameters incomplete","Input parameters incomplete","Input parameters incomplete","Input parameters incomplete",70,5.0067851806834908E-2,1.0863566822920034,{"$error":"#N/A"},2600,{"$error":"#N/A"},8.603663542458484E-2,0.08,0.94683311641340473,30,0.47510748213393739,0.67619738035756738,0,null,null,null,{"$error":"#N/A"},{"$error":"#VALUE!"},{"$error":"#VALUE!"},{"$error":"#N/A"},{"$error":"#VALUE!"},127.84778250395345]
[null,"Input parameters incomplete","Input parameters incomplete","Input parameters incomplete","Input parameters incomplete",70,8.8101430988017634E-2,1.0594629184434274,{"$error":"#N/A"},2600,{"$error":"#N/A"},0.1526997003309338,0.08,0.9901590095034235,30,0.41215128291476816,0.62294108849865582,0,null,null,null,{"$error":"#N/A"},{"$error":"#VALUE!"},{"$error":"#VALUE!"},{"$error":"#N/A"},{"$error":"#VALUE!"},227.08393197194894]
[null,"Input parameters incomplete","Input parameters incomplete","Input parameters incomplete","Input parameters incomplete",70,7.4545435956656608E-2,1.0303379372526051,{"$error":"#N/A"},2600,{"$error":"#N/A"},9.0290567178315934E-2,0.08,0.93584524814866399,30,0.4473352957132139,0.73178844580107938,0,null,null,null,{"$error":"#N/A"},{"$error":"#VALUE!"},{"$error":"#VALUE!"},{"$error":"#N/A"},{"$error":"#VALUE!"},126.95955513263058]
[null,"Input parameters incomplete","Input parameters incomplete","Input parameters incomplete","Input parameters incomplete",70,6.7633757983446452E-2,1.0931536888341622,{"$error":"#N/A"},2600,{"$error":"#N/A"},0.10480529767069158,0.08,0.94634549056944095,30,0.4042600569314348,0.64943257665649301,0,null,null,null,{"$error":"#N/A"},{"$error":"#VALUE!"},{"$error":"#VALUE!"},{"$error":"#N/A"},{"$error":"#VALUE!"},251.31151320882091]
[null,"Input parameters incomplete","Input parameters incomplete","Input parameters incomplete","Input parameters incomplete",70,5.036543746838304E-2,1.0638772743946627,{"$error":"#N/A"},2600,{"$error":"#N/A"},8.3379060942620695E-2,0.08,0.92646898700772151,30,0.46540614714068484,0.61992612891111332,0,null,null,null,{"$error":"#N/A"},{"$error":"#VALUE!"},{"$error":"#VALUE!"},{"$error":"#N/A"},{"$error":"#VALUE!"},120.48864637114536]
[null,"Input parameters incomplete","Input parameters incomplete","Input parameters incomplete","Input parameters incomplete",70,7.1375014473547674E-2,1.0453071599638513,{"$error":"#N/A"},2600,{"$error":"#N/A"},0.13754578007133128,0.08,0.96818211692726963,30,0.40158493559448716,0.60048392295115072,0,null,null,null,{"$error":"#N/A"},{"$error":"#VALUE!"},{"$error":"#VALUE!"},{"$error":"#N/A"},{"$error":"#VALUE!"},203.82976387701297]
[null,"Input parameters incomplete","Input parameters incomplete","Input parameters incomplete","Input parameters incomplete",70,8.5813720704856267E-2,1.0156407196661725,{"$error":"#N/A"},2600,{"$error":"#N/A"},0.18988047319287266,0.08,0.91011198920068315,30,0.41430848644558821,0.74656441898821568,0,null,null,null,{"$error":"#N/A"},{"$error":"#VALUE!"},{"$error":"#VALUE!"},{"$error":"#N/A"},{"$error":"#VALUE!"},135.01378925724745]
[null,"Input parameters incomplete","Input parameters incomplete","Input parameters incomplete","Input parameters incomplete",70,7.4478998757651876E-2,1.0442779205824138,{"$error":"#N/A"},2600,{"$error":"#N/A"},0.189138262900584,0.08,0.96577258360850504,30,0.49322976063868829,0.79732635244715655,0,null,null,null,{"$error":"#N/A"},{"$error":"#VALUE!"},{"$error":"#VALUE!"},{"$error":"#N/A"},{"$error":"#VALUE!"},140.61554990691249]
[null,"Input parameters incomplete","Input parameters incomplete","Input parameters incomplete","Input parameters incomplete",70,1.9497532455755605E-2,1.1178494495281035,{"$error":"#N/A"},2600,{"$error":"#N/A"},0.13956548925175777,0.08,0.94242820680007788,30,0.42441603405348921,0.60995425523589319,0,null,null,null,{"$error":"#N/A"},{"$error":"#VALUE!"},{"$error":"#VALUE!"},{"$error":"#N/A"},{"$error":"#VALUE!"},133.02602779768421]
[null,"Input parameters incomplete","Input parameters incomplete","Input parameters incomplete","Input parameters incomplete",70,7.6261853528697243E-2,1.1458245626431678,{"$error":"#N/A"},2600,{"$error":"#N/A"},0.10287780712882295,0.08,0.91434557867153377,30,0.47048979305240712,0.78551973980211975,0,null,null,null,{"$error":"#N/A"},{"$error":"#VALUE!"},{"$error":"#VALUE!"},{"$error":"#N/A"},{"$error":"#VALUE!"},245.41999533794947]
[null,"Input parameters incomplete","Input parameters incomplete","Input parameters incomplete","Input parameters incomplete",70,4.0547592215498973E-2,1.0211265180841176,{"$error":"#N/A"},2600,{"$error":"#N/A"},0.18474609492887711,0.08,0.94356412549668522,30,0.48027201468464908,0.63151847347636358,0,null,null,null,{"$error":"#N/A"},{"$error":"#VALUE!"},{"$error":"#VALUE!"},{"$error":"#N/A"},{"$error":"#VALUE!"},245.28667098396193]
[null,"Input parameters incomplete","Input parameters incomplete","Input parameters incomplete","Input parameters incomplete",70,6.3893786529393967E-2,1.0480965490513448,{"$error":"#N/A"},2600,{"$error":"#N/A"},0.19211820742772001,0.08,0.91624477859875397,30,0.47705050646455976,0.65687130982599595,0,null,null,null,{"$error":"#N/A"},{"$error":"#VALUE!"},{"$error":"#VALUE!"},{"$error":"#N/A"},{"$error":"#VALUE!"},255.94248993863442]
[null,"Input parameters incomplete","Input parameters incomplete","Input parameters incomplete","Input parameters incomplete",70,9.5261295805811538E-2,1.1052692496327474,{"$error":"#N/A"},2600,{"$error":"#N/A"},0.16357840807275265,0.08,0.97689154256838462,30,0.45292376261813316,0.73759574402941608,0,null,null,null,{"$error":"#N/A"},{"$error":"#VALUE!"},{"$error":"#VALUE!"},{"$error":"#N/A"},{"$error":"#VALUE!"},288.72316950724229]
[null,"Input parameters incomplete","Input parameters incomplete","Input parameters incomplete","Input parameters incomplete",70,4.2114918032806259E-2,1.1173961558859178,{"$error":"#N/A"},2600,{"$error":"#N/A"},0.18331280272176848,0.08,0.95040690290180896,30,0.48548565083471545,0.60037087627110197,0,null,null,null,{"$error":"#N/A"},{"$error":"#VALUE!"},{"$error":"#VALUE!"},{"$error":"#N/A"},{"$error":"#VALUE!"},266.7445064403388]
[null,"Input parameters incomplete","Input parameters incomplete","Input parameters incomplete","Input parameters incomplete",70,6.2703447931017689E-2,1.0694079486782828,{"$error":"#N/A"},2600,{"$error":"#N/A"},0.1279009066980844,0.08,0.967280629816618,30,0.4574484804702238,0.69841254599306501,0,null,null,null,{"$error":"#N/A"},{"$error":"#VALUE!"},{"$error":"#VALUE!"},{"$error":"#N/A"},{"$error":"#VALUE!"},180.33889198932292]
[null,"Input parameters incomplete","Input parameters incomplete","Input parameters incomplete","Input parameters incomplete",70,6.0488536946725346E-2,1.0925963893016135,{"$error":"#N/A"},2600,{"$error":"#N/A"},0.19065919393704658,0.08,0.9393139417583849,30,0.44303593382243966,0.72271194594009203,0,null,null,null,{"$error":"#N/A"},{"$error":"#VALUE!"},{"$error":"#VALUE!"},{"$error":"#N/A"},{"$error":"#VALUE!"},231.49562924666773]
[null,"Input parameters incomplete","Input parameters incomplete","Input parameters incomplete","Input parameters incomplete",70,7.5010971526787318E-2,1.0420063368309855,{"$error":"#N/A"},2600,{"$error":"#N/A"},0.17162497622033671,0.08,0.94706583717678139,30,0.49926164717575722,0.71041124023505775,0,null,null,null,{"$error":"#N/A"},{"$error":"#VALUE!"},{"$error":"#VALUE!"},{"$error":"#N/A"},{"$error":"#VALUE!"},242.69110790875715]
[null,"Input parameters incomplete","Input parameters incomplete","Input parameters incomplete","Input parameters incomplete",70,0.11189461202861348,1.1162930122149728,{"$error":"#N/A"},2600,{"$error":"#N/A"},0.17395953082300231,0.08,0.96335141600369811,30,0.45318377393311543,0.7748517065494388,0,null,null,null,{"$error":"#N/A"},{"$error":"#VALUE!"},{"$error":"#VALUE!"},{"$error":"#N/A"},{"$error":"#VALUE!"},149.32719392946797]
[null,"Input parameters incomplete","Input parameters incomplete","Input parameters incomplete","Input parameters incomplete",70,7.5993164504724958E-2,1.0813070838143812,{"$error":"#N/A"},2600,{"$error":"#N/A"},0.11384388553823442,0.08,0.9489868935774427,30,0.44659026832057364,0.62149828772538107,0,null,null,null,{"$error":"#N/A"},{"$error":"#VALUE!"},{"$error":"#VALUE!"},{"$error":"#N/A"},{"$error":"#VALUE!"},164.5871202250546]
[null,"Input parameters incomplete","Input parameters incomplete","Input parameters incomplete","Input parameters incomplete",70,3.5464982296507519E-2,1.0223362188840739,{"$error":"#N/A"},2600,{"$error":"#N/A"},0.13554111755933282,0.08,0.95089553336077703,30,0.4134563927228197,0.651319845439707,0,null,null,null,{"$error":"#N/A"},{"$error":"#VALUE!"},{"$error":"#VALUE!"},{"$error":"#N/A"},{"$error":"#VALUE!"},230.56948588864859]
[null,"Input parameters incomplete","Input parameters incomplete","Input parameters incomplete","Input parameters incomplete",70,5.4949998810837154E-2,1.1038366702678011,{"$error":"#N/A"},2600,{"$error":"#N/A"},0.16164544845848178,0.08,0.93881444588452689,30,0.45231171483039118,0.70188987156128713,0,null,null,null,{"$error":"#N/A"},{"$error":"#VALUE!"},{"$error":"#VALUE!"},{"$error":"#N/A"},{"$error":"#VALUE!"},220.26330279038456]
[null,"Input parameters incomplete","Input parameters incomplete","Input parameters incomplete","Input parameters incomplete",70,3.0605227511745957E-2,1.0856210362202487,{"$error":"#N/A"},2600,{"$error":"#N/A"},0.14573364304773401,0.08,0.98042730978569737,30,0.40065244622854745,0.77023645387158957,0,null,null,null,{"$error":"#N/A"},{"$error":"#VALUE!"},{"$error":"#VALUE!"},{"$error":"#N/A"},{"$error":"#VALUE!"},219.54905008688789]
[null,"Input parameters incomplete","Input parameters incomplete","Input parameters incomplete","Input parameters incomplete",70,6.3007624655437383E-2,1.1156438013530188,{"$error":"#N/A"},2600,{"$error":"#N/A"},0.14960777080990001,0.08,0.95711895313432105,30,0.42838790027501761,0.63116297675239463,0,null,null,null,{"$error":"#N/A"},{"$error":"#VALUE!"},{"$error":"#VALUE!"},{"$error":"#N/A"},{"$error":"#VALUE!"},260.01782173584729]
[null,"Input parameters incomplete","Input parameters incomplete","Input parameters incomplete","Input parameters incomplete",70,4.8070454833488957E-2,1.0905647305322088,{"$error":"#N/A"},2600,{"$error":"#N/A"},0.11420846051547479,0.08,0.97908739301170788,30,0.40605267360454567,0.64161379788814643,0,null,null,null,{"$error":"#N/A"},{"$error":"#VALUE!"},{"$error":"#VALUE!"},{"$error":"#N/A"},{"$error":"#VALUE!"},162.4863842939119]
[null,"Input parameters incomplete","Input parameters incomplete","Input parameters incomplete","Input parameters incomplete",70,7.3507825473814098E-2,1.0071912963671579,{"$error":"#N/A"},2600,{"$error":"#N/A"},0.17217603790786595,0.08,0.95329489426268776,30,0.47307338422360479,0.6498575628120431,0,null,null,null,{"$error":"#N/A"},{"$error":"#VALUE!"},{"$error":"#VALUE!"},{"$error":"#N/A"},{"$error":"#VALUE!"},294.66434975361159]
[null,"Input parameters incomplete","Input parameters incomplete","Input parameters incomplete","Input parameters incomplete",70,6.5654421864424009E-2,1.0612914442228978,{"$error":"#N/A"},2600,{"$error":"#N/A"},0.15018085448999985,0.08,0.92293130243377552,30,0.49668540858584942,0.64961378410258053,0,null,null,null,{"$error":"#N/A"},{"$error":"#VALUE!"},{"$error":"#VALUE!"},{"$error":"#N/A"},{"$error":"#VALUE!"},192.29644215127999]
[null,"Input parameters incomplete","Input parameters incomplete","Input parameters incomplete","Input parameters incomplete",70,7.7666374597676308E-2,1.0786240123563877,{"$error":"#N/A"},2600,{"$error":"#N/A"},0.15117485762319727,0.08,0.9751911918458761,30,0.45713878478112013,0.61402871528505731,0,null,null,null,{"$error":"#N/A"},{"$error":"#VALUE!"},{"$error":"#VALUE!"},{"$error":"#N/A"},{"$error":"#VALUE!"},238.29591641897019]
[null,"Input parameters incomplete","Input parameters incomplete","Input parameters incomplete","Input parameters incomplete",70,7.972305251548728E-2,1.1016392315485424,{"$error":"#N/A"},2600,{"$error":"#N/A"},9.0283104365299655E-2,0.08,0.96685403456377572,30,0.49064712913136821,0.77729384665332124,0,null,null,null,{"$error":"#N/A"},{"$error":"#VALUE!"},{"$error":"#VALUE!"},{"$error":"#N/A"},{"$error":"#VALUE!"},147.43185667848593]
[null,"Input parameters incomplete","Input parameters incomplete","Input parameters incomplete","Input parameters incomplete",70,4.7262799633772737E-2,1.089106850549489,{"$error":"#N/A"},2600,{"$error":"#N/A"},0.11211732219125212,0.08,0.93288216510854627,30,0.45752375081821134,0.65572501830602559,0,null,null,null,{"$error":"#N/A"},{"$error":"#VALUE!"},{"$error":"#VALUE!"},{"$error":"#N/A"},{"$error":"#VALUE!"},264.94577429158772]
[null,"Input parameters incomplete","Input parameters incomplete","Input parameters incomplete","Input parameters incomplete",70,7.8197579193670361E-2,1.0390354345186059,{"$error":"#N/A"},2600,{"$error":"#N/A"},0.13356303472300696,0.08,0.9716906742564283,30,0.43738034968206135,0.69798090631409715,0,null,null,null,{"$error":"#N/A"},{"$error":"#VALUE!"},{"$error":"#VALUE!"},{"$error":"#N/A"},{"$error":"#VALUE!"},170.81341086156132]
[null,"Input parameters incomplete","Input parameters incomplete","Input parameters incomplete","Input parameters incomplete",70,6.6336243161671429E-2,1.0909232399827502,{"$error":"#N/A"},2600,{"$error":"#N/A"},8.3486082350661447E-2,0.08,0.94763907024405425,30,0.47427314964773859,0.66313421390759841,0,null,null,null,{"$error":"#N/A"},{"$error":"#VALUE!"},{"$error":"#VALUE!"},{"$error":"#N/A"},{"$error":"#VALUE!"},265.38234376060393]
[null,"Input parameters incomplete","Input parameters incomplete","Input parameters incomplete","Input parameters incomplete",70,7.1084299966873848E-2,1.0643167997381979,{"$error":"#N/A"},2600,{"$error":"#N/A"},0.12385681662701231,0.08,0.93085465277110235,30,0.45239907027634507,0.65043981555149288,0,null,null,null,{"$error":"#N/A"},{"$error":"#VALUE!"},{"$error":"#VALUE!"},{"$error":"#N/A"},{"$error":"#VALUE!"},172.8035110909498]
[null,"Input parameters incomplete","Input parameters incomplete","Input parameters incomplete","Input parameters incomplete",70,5.7688924826518537E-2,1.1077423961571466,{"$error":"#N/A"},2600,{"$error":"#N/A"},0.10978452419753802,0.08,0.92216866231211492,30,0.41324713956765324,0.67377883479541911,0,null,null,null,{"$error":"#N/A"},{"$error":"#VALUE!"},{"$error":"#VALUE!"},{"$error":"#N/A"},{"$error":"#VALUE!"},233.64013701518945]
[null,"Input parameters incomplete","Input parameters incomplete","Input parameters incomplete","Input parameters incomplete",70,3.1734645845853025E-2,1.1028235089003051,{"$error":"#N/A"},2600,{"$error":"#N/A"},0.16760273033333795,0.08,0.98522894765109303,30,0.4894662676530907,0.66741547176973515,0,null,null,null,{"$error":"#N/A"},{"$error":"#VALUE!"},{"$error":"#VALUE!"},{"$error":"#N/A"},{"$error":"#VALUE!"},162.30272076885646]
[null,"Input parameters incomplete","Input parameters incomplete","Input parameters incomplete","Input parameters incomplete",70,7.8753371269924849E-2,1.0026041893576412,{"$error":"#N/A"},2600,{"$error":"#N/A"},0.14534184396155397,0.08,0.96268798943382639,30,0.44737141928169255,0.7446785274784381,0,null,null,null,{"$error":"#N/A"},{"$error":"#VALUE!"},{"$error":"#VALUE!"},{"$error":"#N/A"},{"$error":"#VALUE!"},163.17045244290222]
[null,"Input parameters incomplete","Input parameters incomplete","Input parameters incomplete","Input parameters incomplete",70,6.1899687010509352E-2,1.1025212211941497,{"$error":"#N/A"},2600,{"$error":"#N/A"},9.1969124871586455E-2,0.08,0.94535016493932922,30,0.45556301438515645,0.70269804881871933,0,null,null,null,{"$error":"#N/A"},{"$error":"#VALUE!"},{"$error":"#VALUE!"},{"$error":"#N/A"},{"$error":"#VALUE!"},278.16872980867242]
[null,"Input parameters incomplete","Input parameters incomplete","Input parameters incomplete","Input parameters incomplete",70,5.1229867238671456E-2,1.0996366230816836,{"$error":"#N/A"},2600,{"$error":"#N/A"},9.0926180216652691E-2,0.08,0.96073743987703897,30,0.49828715777628474,0.64340025530191869,0,null,null,null,{"$error":"#N/A"},{"$error":"#VALUE!"},{"$error":"#VALUE!"},{"$error":"#N/A"},{"$error":"#VALUE!"},211.07394592084091]
[null,"Input parameters incomplete","Input parameters incomplete","Input parameters incomplete","Input parameters incomplete",70,5.6365768604582624E-2,1.0767411230712483,{"$error":"#N/A"},2600,{"$error":"#N/A"},0.15086755663086526,0.08,0.93460355366185088,30,0.42622680489407794,0.60612756232140907,0,null,null,null,{"$error":"#N/A"},{"$error":"#VALUE!"},{"$error":"#VALUE!"},{"$error":"#N/A"},{"$error":"#VALUE!"},236.58605690409865]
[null,"Input parameters incomplete","Input parameters incomplete","Input parameters incomplete","Input parameters incomplete",70,6.2882405543096251E-2,1.1269812252516154,{"$error":"#N/A"},2600,{"$error":"#N/A"},0.1811284089108777,0.08,0.94077150334348103,30,0.425688641267922,0.77078855965570159,0,null,null,null,{"$error":"#N/A"},{"$error":"#VALUE!"},{"$error":"#VALUE!"},{"$error":"#N/A"},{"$error":"#VALUE!"},266.10393535150735]
[null,"Input parameters incomplete","Input parameters incomplete","Input parameters incomplete","Input parameters incomplete",70,9.7994823927177177E-2,1.0233699465312043,{"$error":"#N/A"},2600,{"$error":"#N/A"},0.15750489022852071,0.08,0.9791569662924513,30,0.44371247719313872,0.76350981928045969,0,null,null,null,{"$error":"#N/A"},{"$error":"#VALUE!"},{"$error":"#VALUE!"},{"$error":"#N/A"},{"$error":"#VALUE!"},170.39978220552098]
[null,"Input parameters incomplete","Input parameters incomplete","Input parameters incomplete","Input parameters incomplete",70,2.6211884863001252E-2,1.0829308404663252,{"$error":"#N/A"},2600,{"$error":"#N/A"},0.14093082881490732,0.08,0.91987741594577888,30,0.42506760586685216,0.70414499903571026,0,null,null,null,{"$error":"#N/A"},{"$error":"#VALUE!"},{"$error":"#VALUE!"},{"$error":"#N/A"},{"$error":"#VALUE!"},185.25603164701144]
[null,"Input parameters incomplete","Input parameters incomplete","Input parameters incomplete","Input parameters incomplete",70,8.1982493105472398E-2,1.0459005393288028,{"$error":"#N/A"},2600,{"$error":"#N/A"},0.17427516253123682,0.08,0.95308948274114946,30,0.4060472784547754,0.70569727699475815,0,null,null,null,{"$error":"#N/A"},{"$error":"#VALUE!"},{"$error":"#VALUE!"},{"$error":"#N/A"},{"$error":"#VALUE!"},115.61531242918976]
[null,"Input parameters incomplete","Input parameters incomplete","Input parameters incomplete","Input parameters incomplete",70,6.3024011570184391E-2,1.0748318549640121,{"$error":"#N/A"},2600,{"$error":"#N/A"},8.5892355370807083E-2,0.08,0.91244540556854636,30,0.47414371740115446,0.73978768199083356,0,null,null,null,{"$error":"#N/A"},{"$error":"#VALUE!"},{"$error":"#VALUE!"},{"$error":"#N/A"},{"$error":"#VALUE!"},212.72829845052817]
[null,"Input parameters incomplete","Input parameters incomplete","Input parameters incomplete","Input parameters incomplete",70,6.0842691661941034E-2,1.0861974096869875,{"$error":"#N/A"},2600,{"$error":"#N/A"},0.17486712334426602,0.08,0.92336303185425395,30,0.40598274052812272,0.6283560789995144,0,null,null,null,{"$error":"#N/A"},{"$error":"#VALUE!"},{"$error":"#VALUE!"},{"$error":"#N/A"},{"$error":"#VALUE!"},187.229040986244]
[null,"Input parameters incomplete","Input parameters incomplete","Input parameters incomplete","Input parameters incomplete",70,4.9134233796828165E-2,1.0558970152830756,{"$error":"#N/A"},2600,{"$error":"#N/A"},0.16029786290723175,0.08,0.95291840196081967,30,0.47261531081598568,0.64781433257150922,0,null,null,null,{"$error":"#N/A"},{"$error":"#VALUE!"},{"$error":"#VALUE!"},{"$error":"#N/A"},{"$error":"#VALUE!"},191.45475105577461]
[null,"Input parameters incomplete","Input parameters incomplete","Input parameters incomplete","Input parameters incomplete",70,5.4927004839365412E-2,1.0436135259607013,{"$error":"#N/A"},2600,{"$error":"#N/A"},0.11570050192386569,0.08,0.94606308176311094,30,0.4963709558292046,0.78396502288489534,0,null,null,null,{"$error":"#N/A"},{"$error":"#VALUE!"},{"$error":"#VALUE!"},{"$error":"#N/A"},{"$error":"#VALUE!"},191.66507695666871]
[null,"Input parameters incomplete","Input parameters incomplete","Input parameters incomplete","Input parameters incomplete",70,4.5572324077075121E-2,1.0847542605426652,{"$error":"#N/A"},2600,{"$error":"#N/A"},0.19896979935622006,0.08,0.93745610918914246,30,0.46530747434927566,0.67824707914398785,0,null,null,null,{"$error":"#N/A"},{"$error":"#VALUE!"},{"$error":"#VALUE!"},{"$error":"#N/A"},{"$error":"#VALUE!"},157.90831596186226]
[null,"Input parameters incomplete","Input parameters incomplete","Input parameters incomplete","Input parameters incomplete",70,5.506943641981845E-2,1.083330048968665,{"$error":"#N/A"},2600,{"$error":"#N/A"},0.18909957698747371,0.08,0.95796675858272029,30,0.42708060935518227,0.65411804312447386,0,null,null,null,{"$error":"#N/A"},{"$error":"#VALUE!"},{"$error":"#VALUE!"},{"$error":"#N/A"},{"$error":"#VALUE!"},143.09540062794434]
[null,"Input parameters incomplete","Input parameters incomplete","Input parameters incomplete","Input parameters incomplete",70,7.2941143505043993E-2,1.0476774228528403,{"$error":"#N/A"},2600,{"$error":"#N/A"},0.16913309984622171,0.08,0.97114794448940256,30,0.41084298363462929,0.62660443182543446,0,null,null,null,{"$error":"#N/A"},{"$error":"#VALUE!"},{"$error":"#VALUE!"},{"$error":"#N/A"},{"$error":"#VALUE!"},278.81065911129343]
[null,"Input parameters incomplete","Input parameters incomplete","Input parameters incomplete","Input parameters incomplete",70,8.6553990667545058E-2,1.0914702186249072,{"$error":"#N/A"},2600,{"$error":"#N/A"},0.1630898809814264,0.08,0.98636000007449587,30,0.40506119810469815,0.72330686047270842,0,null,null,null,{"$error":"#N/A"},{"$error":"#VALUE!"},{"$error":"#VALUE!"},{"$error":"#N/A"},{"$error":"#VALUE!"},123.83827359299949]
[null,"Input parameters incomplete","Input parameters incomplete","Input parameters incomplete","Input parameters incomplete",70,8.0329401083830507E-2,1.1440565469999924,{"$error":"#N/A"},2600,{"$error":"#N/A"},0.19210406606638641,0.08,0.95371106788517013,30,0.44841532574046616,0.65251431571600893,0,null,null,null,{"$error":"#N/A"},{"$error":"#VALUE!"},{"$error":"#VALUE!"},{"$error":"#N/A"},{"$error":"#VALUE!"},173.38115219848845]
[null,"Input parameters incomplete","Input parameters incomplete","Input parameters incomplete","Input parameters incomplete",70,7.3668627635488093E-2,1.0657108337076857,{"$error":"#N/A"},2600,{"$error":"#N/A"},0.14633756150180299,0.08,0.97527013556116671,30,0.45759816866653935,0.68894113064311768,0,null,null,null,{"$error":"#N/A"},{"$error":"#VALUE!"},{"$error":"#VALUE!"},{"$error":"#N/A"},{"$error":"#VALUE!"},231.45162913770616]
[null,"Input parameters incomplete","Input parameters incomplete","Input parameters incomplete","Input parameters incomplete",70,9.3441496698670717E-2,1.0844035528095743,{"$error":"#N/A"},2600,{"$error":"#N/A"},9.4983281277615586E-2,0.08,0.9260856194560203,30,0.48455696732999137,0.78875766143317594,0,null,null,null,{"$error":"#N/A"},{"$error":"#VALUE!"},{"$error":"#VALUE!"},{"$error":"#N/A"},{"$error":"#VALUE!"},177.93303167107632]
[null,"Input parameters incomplete","Input parameters incomplete","Input parameters incomplete","Input parameters incomplete",70,6.219511903156031E-2,1.0643826522100981,{"$error":"#N/A"},2600,{"$error":"#N/A"},9.7464821975585064E-2,0.08,0.94860326913152326,30,0.45448040169121862,0.67721321577190596,0,null,null,null,{"$error":"#N/A"},{"$error":"#VALUE!"},{"$error":"#VALUE!"},{"$error":"#N/A"},{"$error":"#VALUE!"},253.31185568078416]
[null,"Input parameters incomplete","Input parameters incomplete","Input parameters incomplete","Input parameters incomplete",70,6.355585319198892E-2,1.1245675822549253,{"$error":"#N/A"},2600,{"$error":"#N/A"},0.17405657945216949,0.08,0.97110324407140569,30,0.4342639658945196,0.60808338206607004,0,null,null,null,{"$error":"#N/A"},{"$error":"#VALUE!"},{"$error":"#VALUE!"},{"$error":"#N/A"},{"$error":"#VALUE!"},228.64878533159404]
[null,"Input parameters incomplete","Input parameters incomplete","Input parameters incomplete","Input parameters incomplete",70,8.9852255385709734E-2,1.090204640771145,{"$error":"#N/A"},2600,{"$error":"#N/A"},9.1080863445185414E-2,0.08,0.97663100129034475,30,0.41602854145979823,0.65265845415342938,0,null,null,null,{"$error":"#N/A"},{"$error":"#VALUE!"},{"$error":"#VALUE!"},{"$error":"#N/A"},{"$error":"#VALUE!"},287.33390104290709]
[null,"Input parameters incomplete","Input parameters incomplete","Input parameters incomplete","Input parameters incomplete",70,7.8532134980528606E-2,1.0780706198781551,{"$error":"#N/A"},2600,{"$error":"#N/A"},0.12294223278131533,0.08,0.91451256145052739,30,0.47871720847265942,0.78940284801598359,0,null,null,null,{"$error":"#N/A"},{"$error":"#VALUE!"},{"$error":"#VALUE!"},{"$error":"#N/A"},{"$error":"#VALUE!"},200.69811333227793]
[null,"Input parameters incomplete","Input parameters incomplete","Input parameters incomplete","Input parameters incomplete",70,3.1084364808375994E-2,1.1206130287723712,{"$error":"#N/A"},2600,{"$error":"#N/A"},0.12745167655774431,0.08,0.93811160350885747,30,0.48299424846094646,0.78193789600005437,0,null,null,null,{"$error":"#N/A"},{"$error":"#VALUE!"},{"$error":"#VALUE!"},{"$error":"#N/A"},{"$error":"#VALUE!"},159.97711167659537]
[null,"Input parameters incomplete","Input parameters incomplete","Input parameters incomplete","Input parameters incomplete",70,6.2153460578839463E-2,1.0266541209557489,{"$error":"#N/A"},2600,{"$error":"#N/A"},0.16281488835024013,0.08,0.94743341188545793,30,0.46119671188920119,0.72765643050233808,0,null,null,null,{"$error":"#N/A"},{"$error":"#VALUE!"},{"$error":"#VALUE!"},{"$error":"#N/A"},{"$error":"#VALUE!"},255.81305896755393]
[null,"Input parameters incomplete","Input parameters incomplete","Input parameters incomplete","Input parameters incomplete",70,6.0441785390509387E-2,1.1498865365086539,{"$error":"#N/A"},2600,{"$error":"#N/A"},0.18625545664971066,0.08,0.94531823401551596,30,0.41885264625313778,0.71845887222133031,0,null,null,null,{"$error":"#N/A"},{"$error":"#VALUE!"},{"$error":"#VALUE!"},{"$error":"#N/A"},{"$error":"#VALUE!"},227.07936424325948]
[null,"Input parameters incomplete","Input parameters incomplete","Input parameters incomplete","Input parameters incomplete",70,5.1603455429491595E-2,1.1082076295283234,{"$error":"#N/A"},2600,{"$error":"#N/A"},0.12257439586479099,0.08,0.91777594603178647,30,0.46822704602366078,0.79575290308594693,0,null,null,null,{"$error":"#N/A"},{"$error":"#VALUE!"},{"$error":"#VALUE!"},{"$error":"#N/A"},{"$error":"#VALUE!"},174.18376605275637]
[null,"Input parameters incomplete","Input parameters incomplete","Input parameters incomplete","Input parameters incomplete",70,6.6230579082677737E-2,1.0020376122081798,{"$error":"#N/A"},2600,{"$error":"#N/A"},0.14334379408929634,0.08,0.98631770872664859,30,0.40971441005110637,0.63075803389206819,0,null,null,null,{"$error":"#N/A"},{"$error":"#VALUE!"},{"$error":"#VALUE!"},{"$error":"#N/A"},{"$error":"#VALUE!"},255.36021616156657]
[null,"Input parameters incomplete","Input parameters incomplete","Input parameters incomplete","Input parameters incomplete",70,7.4944658659291175E-2,1.0689705880624221,{"$error":"#N/A"},2600,{"$error":"#N/A"},0.19477029448466793,0.08,0.95606532492811935,30,0.47983725662210508,0.60694713387888299,0,null,null,null,{"$error":"#N/A"},{"$error":"#VALUE!"},{"$error":"#VALUE!"},{"$error":"#N/A"},{"$error":"#VALUE!"},184.31065776445229]
[null,"Input parameters incomplete","Input parameters incomplete","Input parameters incomplete","Input parameters incomplete",70,4.1263082401961609E-2,1.0401936580383369,{"$error":"#N/A"},2600,{"$error":"#N/A"},0.1288968676907867,0.08,0.97662473383155102,30,0.41535853384750143,0.7128892297065812,0,null,null,null,{"$error":"#N/A"},{"$error":"#VALUE!"},{"$error":"#VALUE!"},{"$error":"#N/A"},{"$error":"#VALUE!"},239.7480253005501]
[null,"Input parameters incomplete","Input parameters incomplete","Input parameters incomplete","Input parameters incomplete",70,6.8361633157567492E-2,1.1122491364630047,{"$error":"#N/A"},2600,{"$error":"#N/A"},0.18241748099088317,0.08,0.92920176364859197,30,0.41484680827914255,0.62372793477054556,0,null,null,null,{"$error":"#N/A"},{"$error":"#VALUE!"},{"$error":"#VALUE!"},{"$error":"#N/A"},{"$error":"#VALUE!"},183.48512637827679]
[null,"Input parameters incomplete","Input parameters incomplete","Input parameters incomplete","Input parameters incomplete",70,7.572052604233398E-2,1.1242021586550495,{"$error":"#N/A"},2600,{"$error":"#N/A"},0.16351793552313562,0.08,0.97176007930269226,30,0.49965839891092928,0.64792549935961774,0,null,null,null,{"$error":"#N/A"},{"$error":"#VALUE!"},{"$error":"#VALUE!"},{"$error":"#N/A"},{"$error":"#VALUE!"},134.8164947221737]
[null,"Input parameters incomplete","Input parameters incomplete","Input parameters incomplete","Input parameters incomplete",70,2.1685981930286265E-2,1.1640087966889978,{"$error":"#N/A"},2600,{"$error":"#N/A"},0.10282972619239704,0.08,0.93406943326714065,30,0.42652528832876524,0.73983405015984216,0,null,null,null,{"$error":"#N/A"},{"$error":"#VALUE!"},{"$error":"#VALUE!"},{"$error":"#N/A"},{"$error":"#VALUE!"},243.97102915700032]
[null,"Input parameters incomplete","Input parameters incomplete","Input parameters incomplete","Input parameters incomplete",70,5.4207138307523405E-2,1.0627631713519603,{"$error":"#N/A"},2600,{"$error":"#N/A"},0.19450228356960492,0.08,0.93524030569548633,30,0.43330029274148674,0.79030326628334047,0,null,null,null,{"$error":"#N/A"},{"$error":"#VALUE!"},{"$error":"#VALUE!"},{"$error":"#N/A"},{"$error":"#VALUE!"},223.57632813805006]
[null,"Input parameters incomplete","Input parameters incomplete","Input parameters incomplete","Input parameters incomplete",70,9.5472036868171448E-2,1.0991602272447001,{"$error":"#N/A"},2600,{"$error":"#N/A"},0.14718608814094492,0.08,0.9462612181558141,30,0.44529847953462875,0.72627126052334834,0,null,null,null,{"$error":"#N/A"},{"$error":"#VALUE!"},{"$error":"#VALUE!"},{"$error":"#N/A"},{"$error":"#VALUE!"},212.35675425460559]
[null,"Input parameters incomplete","Input parameters incomplete","Input parameters incomplete","Input parameters incomplete",70,5.0781178638847763E-2,1.0715850664227995,{"$error":"#N/A"},2600,{"$error":"#N/A"},0.1906779563443381,0.08,0.96021186185871099,30,0.40202663195068417,0.64999485504182841,0,null,null,null,{"$error":"#N/A"},{"$error":"#VALUE!"},{"$error":"#VALUE!"},{"$error":"#N/A"},{"$error":"#VALUE!"},181.90285774540806]
[null,"Input parameters incomplete","Input parameters incomplete","Input parameters incomplete","Input parameters incomplete",70,6.3295194101366276E-2,1.0745012347596801,{"$error":"#N/A"},2600,{"$error":"#N/A"},0.10707677743940948,0.08,0.96667197820263162,30,0.46081503593360562,0.78699761967200865,0,null,null,null,{"$error":"#N/A"},{"$error":"#VALUE!"},{"$error":"#VALUE!"},{"$error":"#N/A"},{"$error":"#VALUE!"},126.24702387515448]
[null,"Input parameters incomplete","Input parameters incomplete","Input parameters incomplete","Input parameters incomplete",70,7.1005070265337145E-2,1.0640774024828554,{"$error":"#N/A"},2600,{"$error":"#N/A"},8.3135496987644691E-2,0.08,0.98933948172388197,30,0.48057776432158072,0.6946192140285985,0,null,null,null,{"$error":"#N/A"},{"$error":"#VALUE!"},{"$error":"#VALUE!"},{"$error":"#N/A"},{"$error":"#VALUE!"},236.87982994559175]
[null,"Input parameters incomplete","Input parameters incomplete","Input parameters incomplete","Input parameters incomplete",70,6.8991248221528051E-2,1.0784706457757174,{"$error":"#N/A"},2600,{"$error":"#N/A"},0.1803894898841765,0.08,0.95680430557540952,30,0.42430897107910093,0.65203794719186936,0,null,null,null,{"$error":"#N/A"},{"$error":"#VALUE!"},{"$error":"#VALUE!"},{"$error":"#N/A"},{"$error":"#VALUE!"},163.36657564548045]
[null,"Input parameters incomplete","Input parameters incomplete","Input parameters incomplete","Input parameters incomplete",70,5.7754745383980718E-2,0.98844699316331963,{"$error":"#N/A"},2600,{"$error":"#N/A"},0.1812456225035089,0.08,0.95810872918466639,30,0.43676707829749151,0.66643207332309484,0,null,null,null,{"$error":"#N/A"},{"$error":"#VALUE!"},{"$error":"#VALUE!"},{"$error":"#N/A"},{"$error":"#VALUE!"},147.03059430127195]
[null,"Input parameters incomplete","Input parameters incomplete","Input parameters incomplete","Input parameters incomplete",70,6.1136831870394211E-2,1.0543998099781688,{"$error":"#N/A"},2600,{"$error":"#N/A"},0.18049803856173879,0.08,0.95049223291638651,30,0.40873043402061637,0.71151817517419924,0,null,null,null,{"$error":"#N/A"},{"$error":"#VALUE!"},{"$error":"#VALUE!"},{"$error":"#N/A"},{"$error":"#VALUE!"},228.81466253574877]
[null,"Input parameters incomplete","Input parameters incomplete","Input parameters incomplete","Input parameters incomplete",70,4.4964647703543019E-2,1.0479819733525786,{"$error":"#N/A"},2600,{"$error":"#N/A"},0.17758732542357036,0.08,0.95073382200315026,30,0.49050900578543988,0.70577292458237051,0,null,null,null,{"$error":"#N/A"},{"$error":"#VALUE!"},{"$error":"#VALUE!"},{"$error":"#N/A"},{"$error":"#VALUE!"},141.97665557025837]
[null,"Input parameters incomplete","Input parameters incomplete","Input parameters incomplete","Input parameters incomplete",70,8.1850632119852995E-2,1.0755960329442011,{"$error":"#N/A"},2600,{"$error":"#N/A"},0.17065084347553428,0.08,0.96434242927255098,30,0.45190811178890045,0.65155832413999182,0,null,null,null,{"$error":"#N/A"},{"$error":"#VALUE!"},{"$error":"#VALUE!"},{"$error":"#N/A"},{"$error":"#VALUE!"},154.8828171914634]
[null,"Input parameters incomplete","Input parameters incomplete","Input parameters incomplete","Input parameters incomplete",70,7.3483927902714824E-2,1.0213186736984401,{"$error":"#N/A"},2600,{"$error":"#N/A"},0.17438723804724959,0.08,0.95437003668504661,30,0.42843271846425435,0.60031993304652387,0,null,null,null,{"$error":"#N/A"},{"$error":"#VALUE!"},{"$error":"#VALUE!"},{"$error":"#N/A"},{"$error":"#VALUE!"},127.80642510967336]
[null,"Input parameters incomplete","Input parameters incomplete","Input parameters incomplete","Input parameters incomplete",70,4.2630245223501381E-2,1.1013776523246863,{"$error":"#N/A"},2600,{"$error":"#N/A"},0.14300575127647164,0.08,0.94243627090884519,30,0.41770288023010849,0.73961531664755631,0,null,null,null,{"$error":"#N/A"},{"$error":"#VALUE!"},{"$error":"#VALUE!"},{"$error":"#N/A"},{"$error":"#VALUE!"},152.9643072640385]
[null,"Input parameters incomplete","Input parameters incomplete","Input parameters incomplete","Input parameters incomplete",70,4.2482689534684911E-2,1.1359218826199808,{"$error":"#N/A"},2600,{"$error":"#N/A"},0.16796921431059347,0.08,0.92299162539548052,30,0.40725678284562722,0.74662995250363928,0,null,null,null,{"$error":"#N/A"},{"$error":"#VALUE!"},{"$error":"#VALUE!"},{"$error":"#N/A"},{"$error":"#VALUE!"},265.68267799203511]
[null,"Input parameters incomplete","Input parameters incomplete","Input parameters incomplete","Input parameters incomplete",70,6.2000019480755335E-2,1.086406378581088,{"$error":"#N/A"},2600,{"$error":"#N/A"},8.2654380312651834E-2,0.08,0.95901296377808853,30,0.48519660247904789,0.69170604009741532,0,null,null,null,{"$error":"#N/A"},{"$error":"#VALUE!"},{"$error":"#VALUE!"},{"$error":"#N/A"},{"$error":"#VALUE!"},190.70552595085488]
[null,"Input parameters incomplete","Input parameters incomplete","Input parameters incomplete","Input parameters incomplete",70,8.444796355898801E-2,1.0779734542568831,{"$error":"#N/A"},2600,{"$error":"#N/A"},0.15032012275856058,0.08,0.94103425526305839,30,0.44208216549802543,0.72934579484640072,0,null,null,null,{"$error":"#N/A"},{"$error":"#VALUE!"},{"$error":"#VALUE!"},{"$error":"#N/A"},{"$error":"#VALUE!"},174.91151946257347]
[null,"Input parameters incomplete","Input parameters incomplete","Input parameters incomplete","Input parameters incomplete",70,6.7033066834495614E-2,1.0646930540887558,{"$error":"#N/A"},2600,{"$error":"#N/A"},0.13411366099657049,0.08,0.96186831790620508,30,0.45237045549198629,0.74694159260024451,0,null,null,null,{"$error":"#N/A"},{"$error":"#VALUE!"},{"$error":"#VALUE!"},{"$error":"#N/A"},{"$error":"#VALUE!"},119.76543332049793]
[null,"Input parameters incomplete","Input parameters incomplete","Input parameters incomplete","Input parameters incomplete",70,5.4555434193375898E-2,1.0157153710684894,{"$error":"#N/A"},2600,{"$error":"#N/A"},0.12723314813198539,0.08,0.9457996498762361,30,0.47729107799876974,0.73730745680203369,0,null,null,null,{"$error":"#N/A"},{"$error":"#VALUE!"},{"$error":"#VALUE!"},{"$error":"#N/A"},{"$error":"#VALUE!"},112.1259105478904]
[null,"Input parameters incomplete","Input parameters incomplete","Input parameters incomplete","Input parameters incomplete",70,4.6609499488001471E-2,1.0634707666962275,{"$error":"#N/A"},2600,{"$error":"#N/A"},9.1022966406247477E-2,0.08,0.95708365680582408,30,0.4685090000625084,0.67816947320593823,0,null,null,null,{"$error":"#N/A"},{"$error":"#VALUE!"},{"$error":"#VALUE!"},{"$error":"#N/A"},{"$error":"#VALUE!"},257.61862744517617]
[null,"Input parameters incomplete","Input parameters incomplete","Input parameters incomplete","Input parameters incomplete",70,4.853803448480519E-2,1.0278438251417605,{"$error":"#N/A"},2600,{"$error":"#N/A"},0.19301256208220774,0.08,0.92865465481739806,30,0.41282789346262883,0.78982615704176184,0,null,null,null,{"$error":"#N/A"},{"$error":"#VALUE!"},{"$error":"#VALUE!"},{"$error":"#N/A"},{"$error":"#VALUE!"},186.35376091998344]
[null,"Input parameters incomplete","Input parameters incomplete","Input parameters incomplete","Input parameters incomplete",70,5.9666873034671622E-2,1.0569460848352281,{"$error":"#N/A"},2600,{"$error":"#N/A"},0.16294571890873408,0.08,0.92229434830693002,30,0.48638189989696889,0.75111644389443954,0,null,null,null,{"$error":"#N/A"},{"$error":"#VALUE!"},{"$error":"#VALUE!"},{"$error":"#N/A"},{"$error":"#VALUE!"},135.14917612283955]
[null,"Input parameters incomplete","Input parameters incomplete","Input parameters incomplete","Input parameters incomplete",70,6.0738572500266035E-2,1.0728074915258019,{"$error":"#N/A"},2600,{"$error":"#N/A"},9.6725188721008298E-2,0.08,0.93224126061735901,30,0.47772542954723829,0.75798463471143573,0,null,null,null,{"$error":"#N/A"},{"$error":"#VALUE!"},{"$error":"#VALUE!"},{"$error":"#N/A"},{"$error":"#VALUE!"},211.59686255342982]
[null,"Input parameters incomplete","Input parameters incomplete","Input parameters incomplete","Input parameters incomplete",70,3.355352935283111E-2,1.0781530657587111,{"$error":"#N/A"},2600,{"$error":"#N/A"},0.14859449641844769,0.08,0.98080840954050208,30,0.40954865014554526,0.77574782066974013,0,null,null,null,{"$error":"#N/A"},{"$error":"#VALUE!"},{"$error":"#VALUE!"},{"$error":"#N/A"},{"$error":"#VALUE!"},218.48926462415318]
[null,"Input parameters incomplete","Input parameters incomplete","Input parameters incomplete","Input parameters incomplete",70,9.1799068065118117E-2,1.1243642087067052,{"$error":"#N/A"},2600,{"$error":"#N/A"},0.18585909691525454,0.08,0.95500738260035933,30,0.42065020719441726,0.75902906657623759,0,null,null,null,{"$error":"#N/A"},{"$error":"#VALUE!"},{"$error":"#VALUE!"},{"$error":"#N/A"},{"$error":"#VALUE!"},215.68214362465761]
[null,"Input parameters incomplete","Input parameters incomplete","Input parameters incomplete","Input parameters incomplete",70,5.5537584302304044E-2,1.1121373592253418,{"$error":"#N/A"},2600,{"$error":"#N/A"},0.1863600190054106,0.08,0.96506940354387183,30,0.49362489945918786,0.67111477046274637,0,null,null,null,{"$error":"#N/A"},{"$error":"#VALUE!"},{"$error":"#VALUE!"},{"$error":"#N/A"},{"$error":"#VALUE!"},223.94711619793125]
[null,"Input parameters incomplete","Input parameters incomplete","Input parameters incomplete","Input parameters incomplete",70,9.8185657100609586E-2,1.0356118494256881,{"$error":"#N/A"},2600,{"$error":"#N/A"},0.14771343504977685,0.08,0.92829690079841043,30,0.43683200959373902,0.62198148934210762,0,null,null,null,{"$error":"#N/A"},{"$error":"#VALUE!"},{"$error":"#VALUE!"},{"$error":"#N/A"},{"$error":"#VALUE!"},234.88111321019423]
[null,"Input parameters incomplete","Input parameters incomplete","Input parameters incomplete","Input parameters incomplete",70,6.8290289469035093E-2,1.0408183482160187,{"$error":"#N/A"},2600,{"$error":"#N/A"},0.12779434343321111,0.08,0.97858882035176153,30,0.49158714641280643,0.65750677052610251,0,null,null,null,{"$error":"#N/A"},{"$error":"#VALUE!"},{"$error":"#VALUE!"},{"$error":"#N/A"},{"$error":"#VALUE!"},291.83048959152217]
[null,"Input parameters incomplete","Input parameters incomplete","Input parameters incomplete","Input parameters incomplete",70,8.7042344131082403E-2,1.1140841597220947,{"$error":"#N/A"},2600,{"$error":"#N/A"},0.1994242652024697,0.08,0.93416883633751902,30,0.48961979291901175,0.646566000965623,0,null,null,null,{"$error":"#N/A"},{"$error":"#VALUE!"},{"$error":"#VALUE!"},{"$error":"#N/A"},{"$error":"#VALUE!"},162.20531245659325]
[null,"Input parameters incomplete","Input parameters incomplete","Input parameters incomplete","Input parameters incomplete",70,1.1451232777377196E-2,1.0661020329172644,{"$error":"#N/A"},2600,{"$error":"#N/A"},0.17096108375539593,0.08,0.92722501470304641,30,0.46038841835051797,0.66108697100110769,0,null,null,null,{"$error":"#N/A"},{"$error":"#VALUE!"},{"$error":"#VALUE!"},{"$error":"#N/A"},{"$error":"#VALUE!"},137.71323774905321]
[null,"Input parameters incomplete","Input parameters incomplete","Input parameters incomplete","Input parameters incomplete",70,6.5770098370829339E-2,0.99341075423824776,{"$error":"#N/A"},2600,{"$error":"#N/A"},0.16609738894730758,0.08,0.96172632897380483,30,0.48282789201032389,0.78452654869893501,0,null,null,null,{"$error":"#N/A"},{"$error":"#VALUE!"},{"$error":"#VALUE!"},{"$error":"#N/A"},{"$error":"#VALUE!"},238.26539375491308]
[null,"Input parameters incomplete","Input parameters incomplete","Input parameters incomplete","Input parameters incomplete",70,5.8353142975542192E-2,1.1340920655732347,{"$error":"#N/A"},2600,{"$error":"#N/A"},0.10933436257150565,0.08,0.95658517880216709,30,0.4289510715670124,0.78017159214679443,0,null,null,null,{"$error":"#N/A"},{"$error":"#VALUE!"},{"$error":"#VALUE!"},{"$error":"#N/A"},{"$error":"#VALUE!"},194.39966315060508]
[null,"Input parameters incomplete","Input parameters incomplete","Input parameters incomplete","Input parameters incomplete",70,6.6119582344878636E-2,1.0843157040110278,{"$error":"#N/A"},2600,{"$error":"#N/A"},0.1209434297739683,0.08,0.93484712483456978,30,0.49370742730086714,0.64021843337115547,0,null,null,null,{"$error":"#N/A"},{"$error":"#VALUE!"},{"$error":"#VALUE!"},{"$error":"#N/A"},{"$error":"#VALUE!"},130.18605472628579]
[null,"Input parameters incomplete","Input parameters incomplete","Input parameters incomplete","Input parameters incomplete",70,4.3479732027876708E-2,1.083756000247815,{"$error":"#N/A"},2600,{"$error":"#N/A"},0.10038519360641635,0.08,0.95108304803632437,30,0.44473366160829453,0.74416397505643017,0,null,null,null,{"$error":"#N/A"},{"$error":"#VALUE!"},{"$error":"#VALUE!"},{"$error":"#N/A"},{"$error":"#VALUE!"},160.34321719582726]
[null,"Input parameters incomplete","Input parameters incomplete","Input parameters incomplete","Input parameters incomplete",70,7.8196881417239475E-2,1.0399977656267552,{"$error":"#N/A"},2600,{"$error":"#N/A"},0.16579836419119773,0.08,0.93444065537638787,30,0.41820399983880618,0.73847626281953938,0,null,null,null,{"$error":"#N/A"},{"$error":"#VALUE!"},{"$error":"#VALUE!"},{"$error":"#N/A"},{"$error":"#VALUE!"},256.07492260525862]
[null,"Input parameters incomplete","Input parameters incomplete","Input parameters incomplete","Input parameters incomplete",70,3.8419875738194824E-2,0.99609165785374598,{"$error":"#N/A"},2600,{"$error":"#N/A"},0.1579735100969758,0.08,0.92985419971438199,30,0.49598758764049433,0.68934686736408146,0,null,null,null,{"$error":"#N/A"},{"$error":"#VALUE!"},{"$error":"#VALUE!"},{"$error":"#N/A"},{"$error":"#VALUE!"},154.53062534493881]
[null,"Input parameters incomplete","Input parameters incomplete","Input parameters incomplete","Input parameters incomplete",70,9.3513831279666254E-2,1.0598271210156565,{"$error":"#N/A"},2600,{"$error":"#N/A"},0.10521437862451231,0.08,0.95289199568824001,30,0.40241732044530149,0.72757083928429511,0,null,null,null,{"$error":"#N/A"},{"$error":"#VALUE!"},{"$error":"#VALUE!"},{"$error":"#N/A"},{"$error":"#VALUE!"},266.38751708272463]
[null,"Input parameters incomplete","Input parameters incomplete","Input parameters incomplete","Input parameters incomplete",70,3.6138644841845577E-2,1.0525220348884732,{"$error":"#N/A"},2600,{"$error":"#N/A"},0.18788726407043368,0.08,0.91955085790812474,30,0.42882139292870725,0.63996003164258353,0,null,null,null,{"$error":"#N/A"},{"$error":"#VALUE!"},{"$error":"#VALUE!"},{"$error":"#N/A"},{"$error":"#VALUE!"},255.33374144320172]
[null,"Input parameters incomplete","Input parameters incomplete","Input parameters incomplete","Input parameters incomplete",70,5.6123746201321711E-2,1.1118454917637435,{"$error":"#N/A"},2600,{"$error":"#N/A"},0.16708528663286637,0.08,0.9528481675651429,30,0.40885682699837861,0.7551327085854449,0,null,null,null,{"$error":"#N/A"},{"$error":"#VALUE!"},{"$error":"#VALUE!"},{"$error":"#N/A"},{"$error":"#VALUE!"},130.16697787233096]
[null,"Input parameters incomplete","Input parameters incomplete","Input parameters incomplete","Input parameters incomplete",70,6.2322797830961306E-2,1.0572619080519117,{"$error":"#N/A"},2600,{"$error":"#N/A"},0.17300512796507025,0.08,0.93008252959504412,30,0.45121490313318113,0.64980781038236901,0,null,null,null,{"$error":"#N/A"},{"$error":"#VALUE!"},{"$error":"#VALUE!"},{"$error":"#N/A"},{"$error":"#VALUE!"},209.92220315488242]
[null,"Input parameters incomplete","Input parameters incomplete","Input parameters incomplete","Input parameters incomplete",70,9.9222967354448938E-2,1.0237694240373196,{"$error":"#N/A"},2600,{"$error":"#N/A"},0.18694924412767655,0.08,0.95215503426346437,30,0.43841115908224826,0.64086455402881637,0,null,null,null,{"$error":"#N/A"},{"$error":"#VALUE!"},{"$error":"#VALUE!"},{"$error":"#N/A"},{"$error":"#VALUE!"},184.18357743530251]
[null,"Input parameters incomplete","Input parameters incomplete","Input parameters incomplete","Input parameters incomplete",70,4.2337106686036019E-2,1.1032433514212765,{"$error":"#N/A"},2600,{"$error":"#N/A"},0.16860992045269574,0.08,0.94781446986774753,30,0.49283724958084552,0.76044114832866583,0,null,null,null,{"$error":"#N/A"},{"$error":"#VALUE!"},{"$error":"#VALUE!"},{"$error":"#N/A"},{"$error":"#VALUE!"},166.36001394471899]
[null,"Input parameters incomplete","Input parameters incomplete","Input parameters incomplete","Input parameters incomplete",70,6.5179944596326617E-2,1.0658363422813188,{"$error":"#N/A"},2600,{"$error":"#N/A"},0.11296164126422956,0.08,0.94690229754164879,30,0.46537679835974655,0.75114651154664891,0,null,null,null,{"$error":"#N/A"},{"$error":"#VALUE!"},{"$error":"#VALUE!"},{"$error":"#N/A"},{"$error":"#VALUE!"},177.5038274101673]
[null,"Input parameters incomplete","Input parameters incomplete","Input parameters incomplete","Input parameters incomplete",70,8.2724171882627776E-3,1.0187173640585954,{"$error":"#N/A"},2600,{"$error":"#N/A"},0.17861076088241346,0.08,0.9583551749176964,30,0.42014025894862206,0.64645287480907554,0,null,null,null,{"$error":"#N/A"},{"$error":"#VALUE!"},{"$error":"#VALUE!"},{"$error":"#N/A"},{"$error":"#VALUE!"},231.72087413509172]
[null,"Input parameters incomplete","Input parameters incomplete","Input parameters incomplete","Input parameters incomplete",70,4.5765268151805621E-2,1.0768737642425743,{"$error":"#N/A"},2600,{"$error":"#N/A"},0.1278438973337844,0.08,0.96511123173643043,30,0.4741763036963782,0.77134769974314266,0,null,null,null,{"$error":"#N/A"},{"$error":"#VALUE!"},{"$error":"#VALUE!"},{"$error":"#N/A"},{"$error":"#VALUE!"},171.65848088114984]
[null,"Input parameters incomplete","Input parameters incomplete","Input parameters incomplete","Input parameters incomplete",70,4.5794877764276598E-2,1.0957924652438735,{"$error":"#N/A"},2600,{"$error":"#N/A"},0.13880398214617251,0.08,0.96096436176517919,30,0.49440276301101915,0.70117289840301578,0,null,null,null,{"$error":"#N/A"},{"$error":"#VALUE!"},{"$error":"#VALUE!"},{"$error":"#N/A"},{"$error":"#VALUE!"},279.66909064595546]
[null,"Input parameters incomplete","Input parameters incomplete","Input parameters incomplete","Input parameters incomplete",70,4.0111255529593139E-2,1.0446833109222007,{"$error":"#N/A"},2600,{"$error":"#N/A"},9.6876539031831382E-2,0.08,0.95124444179781897,30,0.49833753718492901,0.63545911584891313,0,null,null,null,{"$error":"#N/A"},{"$error":"#VALUE!"},{"$error":"#VALUE!"},{"$error":"#N/A"},{"$error":"#VALUE!"},170.32166521372321]
[null,"Input parameters incomplete","Input parameters incomplete","Input parameters incomplete","Input parameters incomplete",70,2.1071188919322678E-2,0.99287589047233327,{"$error":"#N/A"},2600,{"$error":"#N/A"},0.14320510378330531,0.08,0.98739564320702522,30,0.45508185173510923,0.64665411990276378,0,null,null,null,{"$error":"#N/A"},{"$error":"#VALUE!"},{"$error":"#VALUE!"},{"$error":"#N/A"},{"$error":"#VALUE!"},214.50599266878081]
[null,"Input parameters incomplete","Input parameters incomplete","Input parameters incomplete","Input parameters incomplete",70,5.7896824031265795E-2,1.056651184226578,{"$error":"#N/A"},2600,{"$error":"#N/A"},9.8826852099187512E-2,0.08,0.92837892431424696,30,0.4414944277516894,0.79708367016324422,0,null,null,null,{"$error":"#N/A"},{"$error":"#VALUE!"},{"$error":"#VALUE!"},{"$error":"#N/A"},{"$error":"#VALUE!"},256.90979534952658]
[null,"Input parameters incomplete","Input parameters incomplete","Input parameters incomplete","Input parameters incomplete",70,6.4640721431698633E-2,1.058937787793379,{"$error":"#N/A"},2600,{"$error":"#N/A"},0.1373798691687437,0.08,0.95709765196190544,30,0.4402289295417654,0.63109938690973688,0,null,null,null,{"$error":"#N/A"},{"$error":"#VALUE!"},{"$error":"#VALUE!"},{"$error":"#N/A"},{"$error":"#VALUE!"},268.07832463889918]
[null,"Input parameters incomplete","Input parameters incomplete","Input parameters incomplete","Input parameters incomplete",70,4.8573110237617213E-2,1.0756042971981841,{"$error":"#N/A"},2600,{"$error":"#N/A"},0.10463639494614053,0.08,0.93505348130238641,30,0.42120323282071143,0.78610525745042126,0,null,null,null,{"$error":"#N/A"},{"$error":"#VALUE!"},{"$error":"#VALUE!"},{"$error":"#N/A"},{"$error":"#VALUE!"},201.36090277129045]
[null,"Input parameters incomplete","Input parameters incomplete","Input parameters incomplete","Input parameters incomplete",70,3.7352557038293085E-2,1.0316668797171615,{"$error":"#N/A"},2600,{"$error":"#N/A"},0.12764373715403465,0.08,0.94733307544309064,30,0.44817374605366367,0.71264858721967839,0,null,null,null,{"$error":"#N/A"},{"$error":"#VALUE!"},{"$error":"#VALUE!"},{"$error":"#N/A"},{"$error":"#VALUE!"},127.59566826306855]
[null,"Input parameters incomplete","Input parameters incomplete","Input parameters incomplete","Input parameters incomplete",70,4.1707959903210058E-2,1.1552610415905231,{"$error":"#N/A"},2600,{"$error":"#N/A"},9.5097603446758078E-2,0.08,0.95434015808591877,30,0.4755521056110904,0.7586050992434914,0,null,null,null,{"$error":"#N/A"},{"$error":"#VALUE!"},{"$error":"#VALUE!"},{"$error":"#N/A"},{"$error":"#VALUE!"},285.91507998657397]
[null,"Input parameters incomplete","Input parameters incomplete","Input parameters incomplete","Input parameters incomplete",70,3.2982310757066431E-2,1.1241302408469065,{"$error":"#N/A"},2600,{"$error":"#N/A"},0.1118409026100648,0.08,0.9386280867681116,30,0.46610401304191978,0.76041999542851391,0,null,null,null,{"$error":"#N/A"},{"$error":"#VALUE!"},{"$error":"#VALUE!"},{"$error":"#N/A"},{"$error":"#VALUE!"},236.53528221957671]
[null,"Input parameters incomplete","Input parameters incomplete","Input parameters incomplete","Input parameters incomplete",70,5.4102790987551871E-2,1.0471358229289582,{"$error":"#N/A"},2600,{"$error":"#N/A"},0.14249061673479801,0.08,0.92833037278668185,30,0.40632971472885548,0.6917529960905946,0,null,null,null,{"$error":"#N/A"},{"$error":"#VALUE!"},{"$error":"#VALUE!"},{"$error":"#N/A"},{"$error":"#VALUE!"},246.84878135093939]
[null,"Input parameters incomplete","Input parameters incomplete","Input parameters incomplete","Input parameters incomplete",70,5.3748859604742953E-2,1.0821263286341485,{"$error":"#N/A"},2600,{"$error":"#N/A"},8.3277241855217538E-2,0.08,0.945648807313207,30,0.47062882890560837,0.75313785205273098,0,null,null,null,{"$error":"#N/A"},{"$error":"#VALUE!"},{"$error":"#VALUE!"},{"$error":"#N/A"},{"$error":"#VALUE!"},201.73867634007973]
[null,"Input parameters incomplete","Input parameters incomplete","Input parameters incomplete","Input parameters incomplete",70,5.9407224723815114E-2,1.1616658693672341,{"$error":"#N/A"},2600,{"$error":"#N/A"},0.14359136864697564,0.08,0.98793450879149325,30,0.43411377621287062,0.67119777075010001,0,null,null,null,{"$error":"#N/A"},{"$error":"#VALUE!"},{"$error":"#VALUE!"},{"$error":"#N/A"},{"$error":"#VALUE!"},182.95725821047566]
[null,"Input parameters incomplete","Input parameters incomplete","Input parameters incomplete","Input parameters incomplete",70,4.1784346019194993E-2,1.0314026091384636,{"$error":"#N/A"},2600,{"$error":"#N/A"},0.10363455882146438,0.08,0.95314859107827743,30,0.45891457002593722,0.63109730369176931,0,null,null,null,{"$error":"#N/A"},{"$error":"#VALUE!"},{"$error":"#VALUE!"},{"$error":"#N/A"},{"$error":"#VALUE!"},161.51325304902127]
[null,"Input parameters incomplete","Input parameters incomplete","Input parameters incomplete","Input parameters incomplete",70,8.7128042204949199E-2,0.99990536578852696,{"$error":"#N/A"},2600,{"$error":"#N/A"},0.12655140845018042,0.08,0.93933505173591669,30,0.42184669850662787,0.73865320408039592,0,null,null,null,{"$error":"#N/A"},{"$error":"#VALUE!"},{"$error":"#VALUE!"},{"$error":"#N/A"},{"$error":"#VALUE!"},127.70489914143518]
[null,"Input parameters incomplete","Input parameters incomplete","Input parameters incomplete","Input parameters incomplete",70,8.5530068170090151E-2,1.1284112342272061,{"$error":"#N/A"},2600,{"$error":"#N/A"},9.3838011850809477E-2,0.08,0.92514057674551819,30,0.40259475368723302,0.77220334535848889,0,null,null,null,{"$error":"#N/A"},{"$error":"#VALUE!"},{"$error":"#VALUE!"},{"$error":"#N/A"},{"$error":"#VALUE!"},269.24153614356595]
[null,"Input parameters incomplete","Input parameters incomplete","Input parameters incomplete","Input parameters incomplete",70,3.9088844507186693E-2,1.1261680629448556,{"$error":"#N/A"},2600,{"$error":"#N/A"},0.12300943802122953,0.08,0.9248513495429721,30,0.49608711329976501,0.79829963001940163,0,null,null,null,{"$error":"#N/A"},{"$error":"#VALUE!"},{"$error":"#VALUE!"},{"$error":"#N/A"},{"$error":"#VALUE!"},278.41544465966399]
[null,"Input parameters incomplete","Input parameters incomplete","Input parameters incomplete","Input parameters incomplete",70,6.4344257554287992E-2,1.0425329767882252,{"$error":"#N/A"},2600,{"$error":"#N/A"},0.15150703171793334,0.08,0.96607522028341075,30,0.48857872797612567,0.7706338421671397,0,null,null,null,{"$error":"#N/A"},{"$error":"#VALUE!"},{"$error":"#VALUE!"},{"$error":"#N/A"},{"$error":"#VALUE!"},223.99779981701712]
[null,"Input parameters incomplete","Input parameters incomplete","Input parameters incomplete","Input parameters incomplete",70,7.1985003350438254E-2,1.0089161897135681,{"$error":"#N/A"},2600,{"$error":"#N/A"},0.16072678991584513,0.08,0.9558274552769348,30,0.48681657795750194,0.67215921683865176,0,null,null,null,{"$error":"#N/A"},{"$error":"#VALUE!"},{"$error":"#VALUE!"},{"$error":"#N/A"},{"$error":"#VALUE!"},218.44801783266306]
[null,"Input parameters incomplete","Input parameters incomplete","Input parameters incomplete","Input parameters incomplete",70,4.7933103195718897E-2,1.0103070252358493,{"$error":"#N/A"},2600,{"$error":"#N/A"},0.15141671304318505,0.08,0.95212743924202292,30,0.45492527628119117,0.71009542705631679,0,null,null,null,{"$error":"#N/A"},{"$error":"#VALUE!"},{"$error":"#VALUE!"},{"$error":"#N/A"},{"$error":"#VALUE!"},162.23856063797521]
[null,"Input parameters incomplete","Input parameters incomplete","Input parameters incomplete","Input parameters incomplete",70,1.826489372344612E-2,1.0915896427528813,{"$error":"#N/A"},2600,{"$error":"#N/A"},0.18462040671195751,0.08,0.94147221417282123,30,0.4089112499644682,0.77117774217222146,0,null,null,null,{"$error":"#N/A"},{"$error":"#VALUE!"},{"$error":"#VALUE!"},{"$error":"#N/A"},{"$error":"#VALUE!"},201.23123481651467]
[null,"Input parameters incomplete","Input parameters incomplete","Input parameters incomplete","Input parameters incomplete",70,2.8341054985577187E-2,1.0770172260555968,{"$error":"#N/A"},2600,{"$error":"#N/A"},0.16062560487313368,0.08,0.99258137148219594,30,0.49035503091288313,0.66171192513566268,0,null,null,null,{"$error":"#N/A"},{"$error":"#VALUE!"},{"$error":"#VALUE!"},{"$error":"#N/A"},{"$error":"#VALUE!"},215.3063017586181]
[null,"Input parameters incomplete","Input parameters incomplete","Input parameters incomplete","Input parameters incomplete",70,6.4903127107380484E-2,1.0744925845993587,{"$error":"#N/A"},2600,{"$error":"#N/A"},0.18491423944466606,0.08,0.91573514391494482,30,0.49029053345350193,0.74032403004453451,0,null,null,null,{"$error":"#N/A"},{"$error":"#VALUE!"},{"$error":"#VALUE!"},{"$error":"#N/A"},{"$error":"#VALUE!"},210.00046821655545]
[null,"Input parameters incomplete","Input parameters incomplete","Input parameters incomplete","Input parameters incomplete",70,7.758310652540254E-2,1.0083438830839897,{"$error":"#N/A"},2600,{"$error":"#N/A"},0.19949128985335962,0.08,0.92830963310770054,30,0.44070804978583966,0.6593674610255571,0,null,null,null,{"$error":"#N/A"},{"$error":"#VALUE!"},{"$error":"#VALUE!"},{"$error":"#N/A"},{"$error":"#VALUE!"},191.45327643811655]
[null,"Input parameters incomplete","Input parameters incomplete","Input parameters incomplete","Input parameters incomplete",70,6.9621358071454226E-2,1.1330231994600941,{"$error":"#N/A"},2600,{"$error":"#N/A"},0.11248195208048878,0.08,0.97977107574675004,30,0.44319779810238663,0.69498041457637705,0,null,null,null,{"$error":"#N/A"},{"$error":"#VALUE!"},{"$error":"#VALUE!"},{"$error":"#N/A"},{"$error":"#VALUE!"},189.36416862990677]
[null,"Input parameters incomplete","Input parameters incomplete","Input parameters incomplete","Input parameters incomplete",70,7.9618427992091317E-2,1.040152438446341,{"$error":"#N/A"},2600,{"$error":"#N/A"},0.17070501465505322,0.08,0.97387632277257052,30,0.44256115479437863,0.67008699918979775,0,null,null,null,{"$error":"#N/A"},{"$error":"#VALUE!"},{"$error":"#VALUE!"},{"$error":"#N/A"},{"$error":"#VALUE!"},239.74130466150675]
[null,"Input parameters incomplete","Input parameters incomplete","Input parameters incomplete","Input parameters incomplete",70,5.2006049787289496E-2,1.0362446469153088,{"$error":"#N/A"},2600,{"$error":"#N/A"},8.8748119445031901E-2,0.08,0.99651548515156196,30,0.48380598314597562,0.76475198712776615,0,null,null,null,{"$error":"#N/A"},{"$error":"#VALUE!"},{"$error":"#VALUE!"},{"$error":"#N/A"},{"$error":"#VALUE!"},129.4073815333058]
[null,"Input parameters incomplete","Input parameters incomplete","Input parameters incomplete","Input parameters incomplete",70,6.6177713956265899E-2,1.1173443920170614,{"$error":"#N/A"},2600,{"$error":"#N/A"},0.16677275473025932,0.08,0.97562650481420399,30,0.48755941210347303,0.75533908356667112,0,null,null,null,{"$error":"#N/A"},{"$error":"#VALUE!"},{"$error":"#VALUE!"},{"$error":"#N/A"},{"$error":"#VALUE!"},201.58096866964183]
[null,"Input parameters incomplete","Input parameters incomplete","Input parameters incomplete","Input parameters incomplete",70,6.0484857610279219E-2,1.1386515012069827,{"$error":"#N/A"},2600,{"$error":"#N/A"},0.16417769673666832,0.08,0.93960060849514926,30,0.44538262361334396,0.79919869349416017,0,null,null,null,{"$error":"#N/A"},{"$error":"#VALUE!"},{"$error":"#VALUE!"},{"$error":"#N/A"},{"$error":"#VALUE!"},287.89326929106682]
[null,"Input parameters incomplete","Input parameters incomplete","Input parameters incomplete","Input parameters incomplete",70,7.2638706527391378E-2,1.047765862708999,{"$error":"#N/A"},2600,{"$error":"#N/A"},0.15421475563399512,0.08,0.9451676816162593,30,0.4262990385883435,0.67055623129891651,0,null,null,null,{"$error":"#N/A"},{"$error":"#VALUE!"},{"$error":"#VALUE!"},{"$error":"#N/A"},{"$error":"#VALUE!"},229.42995162685276]
[null,"Input parameters incomplete","Input parameters incomplete","Input parameters incomplete","Input parameters incomplete",70,1.2041348467550637E-2,1.0618236247858142,{"$error":"#N/A"},2600,{"$error":"#N/A"},0.1489047418222145,0.08,0.93999388068246659,30,0.47409974474634781,0.66826798867010695,0,null,null,null,{"$error":"#N/A"},{"$error":"#VALUE!"},{"$error":"#VALUE!"},{"$error":"#N/A"},{"$error":"#VALUE!"},127.18080174863235]
[null,"Input parameters incomplete","Input parameters incomplete","Input parameters incomplete","Input parameters incomplete",70,5.7723121516699227E-2,1.0579279153418018,{"$error":"#N/A"},2600,{"$error":"#N/A"},0.11689167151172949,0.08,0.98412498350392197,30,0.44773633552743575,0.61174324437249983,0,null,null,null,{"$error":"#N/A"},{"$error":"#VALUE!"},{"$error":"#VALUE!"},{"$error":"#N/A"},{"$error":"#VALUE!"},228.34976616141472]
[null,"Input parameters incomplete","Input parameters incomplete","Input parameters incomplete","Input parameters incomplete",70,6.5169213430503581E-2,1.0088924889624447,{"$error":"#N/A"},2600,{"$error":"#N/A"},0.11162970331335312,0.08,0.9530601553547986,30,0.48260643295144673,0.66536296919131421,0,null,null,null,{"$error":"#N/A"},{"$error":"#VALUE!"},{"$error":"#VALUE!"},{"$error":"#N/A"},{"$error":"#VALUE!"},278.07299739398104]
[null,"Input parameters incomplete","Input parameters incomplete","Input parameters incomplete","Input parameters incomplete",70,5.4267337587082021E-2,1.0024932536479483,{"$error":"#N/A"},2600,{"$error":"#N/A"},0.17031815217720475,0.08,0.94949075225590984,30,0.48918969983607724,0.63803289167652344,0,null,null,null,{"$error":"#N/A"},{"$error":"#VALUE!"},{"$error":"#VALUE!"},{"$error":"#N/A"},{"$error":"#VALUE!"},125.41289863638481]
[null,"Input parameters incomplete","Input parameters incomplete","Input parameters incomplete","Input parameters incomplete",70,7.5395312285361143E-2,1.0886240591622434,{"$error":"#N/A"},2600,{"$error":"#N/A"},0.16116036001649911,0.08,0.94439829738088421,30,0.4886121273890065,0.79578878114972251,0,null,null,null,{"$error":"#N/A"},{"$error":"#VALUE!"},{"$error":"#VALUE!"},{"$error":"#N/A"},{"$error":"#VALUE!"},204.59893564441265]
[null,"Input parameters incomplete","Input parameters incomplete","Input parameters incomplete","Input parameters incomplete",70,6.1179435512667531E-2,1.0591613927725672,{"$error":"#N/A"},2600,{"$error":"#N/A"},0.1464773088442991,0.08,0.97881088752693235,30,0.44629545867998588,0.76782478936861098,0,null,null,null,{"$error":"#N/A"},{"$error":"#VALUE!"},{"$error":"#VALUE!"},{"$error":"#N/A"},{"$error":"#VALUE!"},260.03915093782365]
[null,"Input parameters incomplete","Input parameters incomplete","Input parameters incomplete","Input parameters incomplete",70,1.7785318502311048E-2,1.1447431180741574,{"$error":"#N/A"},2600,{"$error":"#N/A"},0.19782984393542102,0.08,0.91993742100423948,30,0.41722210376497493,0.75721313331725393,0,null,null,null,{"$error":"#N/A"},{"$error":"#VALUE!"},{"$error":"#VALUE!"},{"$error":"#N/A"},{"$error":"#VALUE!"},282.28445911472124]
[null,"Input parameters incomplete","Input parameters incomplete","Input parameters incomplete","Input parameters incomplete",70,9.2987862876815597E-2,1.0869207027008381,{"$error":"#N/A"},2600,{"$error":"#N/A"},0.11536802463578683,0.08,0.95040200769248195,30,0.44425725371484986,0.6030954785812539,0,null,null,null,{"$error":"#N/A"},{"$error":"#VALUE!"},{"$error":"#VALUE!"},{"$error":"#N/A"},{"$error":"#VALUE!"},258.17533584756302]
[null,"Input parameters incomplete","Input parameters incomplete","Input parameters incomplete","Input parameters incomplete",70,6.0360484425936528E-2,1.0773945652321275,{"$error":"#N/A"},2600,{"$error":"#N/A"},0.15695533281655827,0.08,0.94940917096841648,30,0.48874492899791561,0.79449695262230313,0,null,null,null,{"$error":"#N/A"},{"$error":"#VALUE!"},{"$error":"#VALUE!"},{"$error":"#N/A"},{"$error":"#VALUE!"},133.84693499666474]
[null,"Input parameters incomplete","Input parameters incomplete","Input parameters incomplete","Input parameters incomplete",70,6.6310036145027798E-2,1.0242982411466273,{"$error":"#N/A"},2600,{"$error":"#N/A"},0.14194567691415508,0.08,0.95003598926105126,30,0.49073846765341805,0.63761926717074657,0,null,null,null,{"$error":"#N/A"},{"$error":"#VALUE!"},{"$error":"#VALUE!"},{"$error":"#N/A"},{"$error":"#VALUE!"},154.90568373823828]
[null,"Input parameters incomplete","Input parameters incomplete","Input parameters incomplete","Input parameters incomplete",70,7.2509730120784585E-2,1.0656129070657949,{"$error":"#N/A"},2600,{"$error":"#N/A"},0.12920439979408771,0.08,0.98750853202796751,30,0.45194834053051258,0.71338474957938958,0,null,null,null,{"$error":"#N/A"},{"$error":"#VALUE!"},{"$error":"#VALUE!"},{"$error":"#N/A"},{"$error":"#VALUE!"},135.93716052127581]
[null,"Input parameters incomplete","Input parameters incomplete","Input parameters incomplete","Input parameters incomplete",70,6.3358806071403831E-2,0.99391273050174156,{"$error":"#N/A"},2600,{"$error":"#N/A"},0.1902991644185002,0.08,0.98605772530565849,30,0.46161707235495542,0.79002698846188257,0,null,null,null,{"$error":"#N/A"},{"$error":"#VALUE!"},{"$error":"#VALUE!"},{"$error":"#N/A"},{"$error":"#VALUE!"},279.33378604387855]
[null,"Input parameters incomplete","Input parameters incomplete","Input parameters incomplete","Input parameters incomplete",70,5.7941658602301917E-2,1.0105806506637864,{"$error":"#N/A"},2600,{"$error":"#N/A"},0.18272760504041829,0.08,0.9642100865029043,30,0.48203658641320507,0.74179346684244363,0,null,null,null,{"$error":"#N/A"},{"$error":"#VALUE!"},{"$error":"#VALUE!"},{"$error":"#N/A"},{"$error":"#VALUE!"},235.38244048130304]
[null,"Input parameters incomplete","Input parameters incomplete","Input parameters incomplete","Input parameters incomplete",70,6.854468518925122E-2,1.0562526861192674,{"$error":"#N/A"},2600,{"$error":"#N/A"},8.7586812617189869E-2,0.08,0.97202134047907551,30,0.40739675711946804,0.61890127379679971,0,null,null,null,{"$error":"#N/A"},{"$error":"#VALUE!"},{"$error":"#VALUE!"},{"$error":"#N/A"},{"$error":"#VALUE!"},126.06656581823506]
[null,"Input parameters incomplete","Input parameters incomplete","Input parameters incomplete","Input parameters incomplete",70,3.7074518732933964E-2,1.0451248492884246,{"$error":"#N/A"},2600,{"$error":"#N/A"},0.12296186672179391,0.08,0.9490863733126419,30,0.45076207453983363,0.70545609577481194,0,null,null,null,{"$error":"#N/A"},{"$error":"#VALUE!"},{"$error":"#VALUE!"},{"$error":"#N/A"},{"$error":"#VALUE!"},156.56839578484505]
[null,"Input parameters incomplete","Input parameters incomplete","Input parameters incomplete","Input parameters incomplete",70,3.923060357962263E-2,1.038150933846953,{"$error":"#N/A"},2600,{"$error":"#N/A"},0.1910717732997006,0.08,0.97527392489285158,30,0.49422256601898373,0.70022152394363357,0,null,null,null,{"$error":"#N/A"},{"$error":"#VALUE!"},{"$error":"#VALUE!"},{"$error":"#N/A"},{"$error":"#VALUE!"},294.38156068263015]
[null,"Input parameters incomplete","Input parameters incomplete","Input parameters incomplete","Input parameters incomplete",70,7.4694373536539349E-2,1.0576737098007574,{"$error":"#N/A"},2600,{"$error":"#N/A"},0.13285557558391456,0.08,0.92399570607139803,30,0.49586146831001576,0.78989863808247396,0,null,null,null,{"$error":"#N/A"},{"$error":"#VALUE!"},{"$error":"#VALUE!"},{"$error":"#N/A"},{"$error":"#VALUE!"},306.44557410961204]
[null,"Input parameters incomplete","Input parameters incomplete","Input parameters incomplete","Input parameters incomplete",70,2.5310809544337051E-2,1.115365325388852,{"$error":"#N/A"},2600,{"$error":"#N/A"},8.8276901361486748E-2,0.08,0.96397505200371714,30,0.44479423834421772,0.71985267762193428,0,null,null,null,{"$error":"#N/A"},{"$error":"#VALUE!"},{"$error":"#VALUE!"},{"$error":"#N/A"},{"$error":"#VALUE!"},250.56791512109035]
[null,"Input parameters incomplete","Input parameters incomplete","Input parameters incomplete","Input parameters incomplete",70,5.9853011507255229E-2,1.0290604415877396,{"$error":"#N/A"},2600,{"$error":"#N/A"},0.14371884302503507,0.08,0.99000218482933522,30,0.49000613876610766,0.71287867649534542,0,null,null,null,{"$error":"#N/A"},{"$error":"#VALUE!"},{"$error":"#VALUE!"},{"$error":"#N/A"},{"$error":"#VALUE!"},184.42557740075532]
[null,"Input parameters incomplete","Input parameters incomplete","Input parameters incomplete","Input parameters incomplete",70,7.1468788860024543E-2,1.0034687611426794,{"$error":"#N/A"},2600,{"$error":"#N/A"},0.16304899900101388,0.08,0.9637132454943822,30,0.44922070570799705,0.71212305521907004,0,null,null,null,{"$error":"#N/A"},{"$error":"#VALUE!"},{"$error":"#VALUE!"},{"$error":"#N/A"},{"$error":"#VALUE!"},111.71617510031356]
[null,"Input parameters incomplete","Input parameters incomplete","Input parameters incomplete","Input parameters incomplete",70,4.3770991428031189E-2,1.110173033230015,{"$error":"#N/A"},2600,{"$error":"#N/A"},0.1488433684999374,0.08,0.9416891654313817,30,0.43159771642109046,0.66718038159378779,0,null,null,null,{"$error":"#N/A"},{"$error":"#VALUE!"},{"$error":"#VALUE!"},{"$error":"#N/A"},{"$error":"#VALUE!"},178.2304721775219]
[null,"Input parameters incomplete","Input parameters incomplete","Input parameters incomplete","Input parameters incomplete",70,6.0714863605912529E-2,1.080116778481516,{"$error":"#N/A"},2600,{"$error":"#N/A"},0.19433732371514259,0.08,0.90643806453100995,30,0.43106613284357082,0.65176698618590478,0,null,null,null,{"$error":"#N/A"},{"$error":"#VALUE!"},{"$error":"#VALUE!"},{"$error":"#N/A"},{"$error":"#VALUE!"},157.10805368636991]
[null,"Input parameters incomplete","Input parameters incomplete","Input parameters incomplete","Input parameters incomplete",70,4.6889492004117288E-2,1.0889328732125712,{"$error":"#N/A"},2600,{"$error":"#N/A"},8.4672232620960963E-2,0.08,0.92594428388292305,30,0.42645066268859605,0.61488554704104148,0,null,null,null,{"$error":"#N/A"},{"$error":"#VALUE!"},{"$error":"#VALUE!"},{"$error":"#N/A"},{"$error":"#VALUE!"},181.19147951237377]
[null,"Input parameters incomplete","Input parameters incomplete","Input parameters incomplete","Input parameters incomplete",70,7.3696308625446724E-2,1.1049954669825588,{"$error":"#N/A"},2600,{"$error":"#N/A"},0.14094930484721696,0.08,0.9548902309918379,30,0.48839551505301326,0.67032075384643897,0,null,null,null,{"$error":"#N/A"},{"$error":"#VALUE!"},{"$error":"#VALUE!"},{"$error":"#N/A"},{"$error":"#VALUE!"},277.29544505223009]
[null,"Input parameters incomplete","Input parameters incomplete","Input parameters incomplete","Input parameters incomplete",70,7.5749387024113657E-2,1.018378752467376,{"$error":"#N/A"},2600,{"$error":"#N/A"},0.11521950288982571,0.08,0.99111198605156614,30,0.43835401509650285,0.631191146790685,0,null,null,null,{"$error":"#N/A"},{"$error":"#VALUE!"},{"$error":"#VALUE!"},{"$error":"#N/A"},{"$error":"#VALUE!"},117.00837877481491]
[null,"Input parameters incomplete","Input parameters incomplete","Input parameters incomplete","Input parameters incomplete",70,3.5221841256440942E-2,1.0404340579493008,{"$error":"#N/A"},2600,{"$error":"#N/A"},0.12249477196379682,0.08,0.94139028766011146,30,0.45517939543221042,0.69674678100433884,0,null,null,null,{"$error":"#N/A"},{"$error":"#VALUE!"},{"$error":"#VALUE!"},{"$error":"#N/A"},{"$error":"#VALUE!"},259.00060633658535]
[null,"Input parameters incomplete","Input parameters incomplete","Input parameters incomplete","Input parameters incomplete",70,7.1468579779506158E-2,1.0835962779467214,{"$error":"#N/A"},2600,{"$error":"#N/A"},0.17965845538766526,0.08,0.95992507895269752,30,0.41447028136129499,0.60074352859250313,0,null,null,null,{"$error":"#N/A"},{"$error":"#VALUE!"},{"$error":"#VALUE!"},{"$error":"#N/A"},{"$error":"#VALUE!"},254.55726610171044]
[null,"Input parameters incomplete","Input parameters incomplete","Input parameters incomplete","Input parameters incomplete",70,3.2357169224641366E-2,1.0545783731169545,{"$error":"#N/A"},2600,{"$error":"#N/A"},0.14987947251346539,0.08,0.9559425006459692,30,0.45387585641110723,0.73632072754718214,0,null,null,null,{"$error":"#N/A"},{"$error":"#VALUE!"},{"$error":"#VALUE!"},{"$error":"#N/A"},{"$error":"#VALUE!"},194.52625569321248]
[null,"Input parameters incomplete","Input parameters incomplete","Input parameters incomplete","Input parameters incomplete",70,0.10294940195767191,1.0860346649684185,{"$error":"#N/A"},2600,{"$error":"#N/A"},0.10580223416021246,0.08,0.93033161635265449,30,0.40858376343309588,0.62174011101867976,0,null,null,null,{"$error":"#N/A"},{"$error":"#VALUE!"},{"$error":"#VALUE!"},{"$error":"#N/A"},{"$error":"#VALUE!"},242.10311973788316]
[null,"Input parameters incomplete","Input parameters incomplete","Input parameters incomplete","Input parameters incomplete",70,5.2352428630266526E-2,1.0321380595948597,{"$error":"#N/A"},2600,{"$error":"#N/A"},0.17903752249063654,0.08,0.96424268780763089,30,0.4258267540229157,0.6253702114126185,0,null,null,null,{"$error":"#N/A"},{"$error":"#VALUE!"},{"$error":"#VALUE!"},{"$error":"#N/A"},{"$error":"#VALUE!"},172.3775210882456]
[null,"Input parameters incomplete","Input parameters incomplete","Input parameters incomplete","Input parameters incomplete",70,5.6425756003182961E-2,1.1471472039211452,{"$error":"#N/A"},2600,{"$error":"#N/A"},0.12982620069532552,0.08,0.9599342436286411,30,0.49289661610176938,0.67127206550592167,0,null,null,null,{"$error":"#N/A"},{"$error":"#VALUE!"},{"$error":"#VALUE!"},{"$error":"#N/A"},{"$error":"#VALUE!"},124.72380058812367]
[null,"Input parameters incomplete","Input parameters incomplete","Input parameters incomplete","Input parameters incomplete",70,3.6770399241811767E-2,1.0970620998526326,{"$error":"#N/A"},2600,{"$error":"#N/A"},0.18158876821549891,0.08,0.94496119517596633,30,0.48327831727090986,0.6267965392459941,0,null,null,null,{"$error":"#N/A"},{"$error":"#VALUE!"},{"$error":"#VALUE!"},{"$error":"#N/A"},{"$error":"#VALUE!"},235.99028638092474]
[null,"Input parameters incomplete","Input parameters incomplete","Input parameters incomplete","Input parameters incomplete",70,5.2125019199530997E-2,1.0590216772045671,{"$error":"#N/A"},2600,{"$error":"#N/A"},0.16711441588627762,0.08,0.9313109534773375,30,0.43766554618950587,0.61620268289014202,0,null,null,null,{"$error":"#N/A"},{"$error":"#VALUE!"},{"$error":"#VALUE!"},{"$error":"#N/A"},{"$error":"#VALUE!"},142.66992352123859]
[null,"Input parameters incomplete","Input parameters incomplete","Input parameters incomplete","Input parameters incomplete",70,9.1450978280276776E-2,1.0636083020806943,{"$error":"#N/A"},2600,{"$error":"#N/A"},0.1658985214649365,0.08,0.95312706533390279,30,0.41292610741458668,0.65050622466717722,0,null,null,null,{"$error":"#N/A"},{"$error":"#VALUE!"},{"$error":"#VALUE!"},{"$error":"#N/A"},{"$error":"#VALUE!"},191.77863189700454]
[null,"Input parameters incomplete","Input parameters incomplete","Input parameters incomplete","Input parameters incomplete",70,4.2267596430012197E-2,1.077077838352521,{"$error":"#N/A"},2600,{"$error":"#N/A"},0.11404364968626916,0.08,0.94371565291525406,30,0.4911040234100405,0.60851956243594774,0,null,null,null,{"$error":"#N/A"},{"$error":"#VALUE!"},{"$error":"#VALUE!"},{"$error":"#N/A"},{"$error":"#VALUE!"},180.5375170150441]
[null,"Input parameters incomplete","Input parameters incomplete","Input parameters incomplete","Input parameters incomplete",70,4.4516178705147381E-2,1.0174089865330833,{"$error":"#N/A"},2600,{"$error":"#N/A"},8.0335848961584966E-2,0.08,0.94689698860172733,30,0.47764679624161055,0.79896482236406197,0,null,null,null,{"$error":"#N/A"},{"$error":"#VALUE!"},{"$error":"#VALUE!"},{"$error":"#N/A"},{"$error":"#VALUE!"},262.2120536082478]
[null,"Input parameters incomplete","Input parameters incomplete","Input parameters incomplete","Input parameters incomplete",70,3.8131402053193458E-2,1.0694231153306046,{"$error":"#N/A"},2600,{"$error":"#N/A"},0.17710889011008465,0.08,0.94332875270851546,30,0.49302885666063251,0.64879546964309975,0,null,null,null,{"$error":"#N/A"},{"$error":"#VALUE!"},{"$error":"#VALUE!"},{"$error":"#N/A"},{"$error":"#VALUE!"},125.59599026989049]
[null,"Input parameters incomplete","Input parameters incomplete","Input parameters incomplete","Input parameters incomplete",70,4.6969315028559278E-2,1.0830190952062404,{"$error":"#N/A"},2600,{"$error":"#N/A"},0.16724488605002011,0.08,0.96154869029162771,30,0.48922823110997338,0.66784576383020289,0,null,null,null,{"$error":"#N/A"},{"$error":"#VALUE!"},{"$error":"#VALUE!"},{"$error":"#N/A"},{"$error":"#VALUE!"},213.52863126213717]
[null,"Input parameters incomplete","Input parameters incomplete","Input parameters incomplete","Input parameters incomplete",70,6.2733587821610468E-2,1.0495635813931625,{"$error":"#N/A"},2600,{"$error":"#N/A"},0.14223855599128726,0.08,0.95118981592752561,30,0.45947293469219863,0.70029282913850088,0,null,null,null,{"$error":"#N/A"},{"$error":"#VALUE!"},{"$error":"#VALUE!"},{"$error":"#N/A"},{"$error":"#VALUE!"},159.55802790579497]
[null,"Input parameters incomplete","Input parameters incomplete","Input parameters incomplete","Input parameters incomplete",70,8.0035972039315909E-2,1.112024201832988,{"$error":"#N/A"},2600,{"$error":"#N/A"},0.19631423728223257,0.08,0.97712066488191629,30,0.4753669281553613,0.7886239741490525,0,null,null,null,{"$error":"#N/A"},{"$error":"#VALUE!"},{"$error":"#VALUE!"},{"$error":"#N/A"},{"$error":"#VALUE!"},170.10930472038189]
[null,"Input parameters incomplete","Input parameters incomplete","Input parameters incomplete","Input parameters incomplete",70,4.2406489251684484E-2,1.0794016179895669,{"$error":"#N/A"},2600,{"$error":"#N/A"},0.15697489954210794,0.08,0.9798988997457958,30,0.47359523227627653,0.65812417329736028,0,null,null,null,{"$error":"#N/A"},{"$error":"#VALUE!"},{"$error":"#VALUE!"},{"$error":"#N/A"},{"$error":"#VALUE!"},175.14438001463617]
[null,"Input parameters incomplete","Input parameters incomplete","Input parameters incomplete","Input parameters incomplete",70,4.5980393931863657E-2,1.1087099647047269,{"$error":"#N/A"},2600,{"$error":"#N/A"},0.1006446135689765,0.08,0.95174568743889132,30,0.45286963949356313,0.77498714855652873,0,null,null,null,{"$error":"#N/A"},{"$error":"#VALUE!"},{"$error":"#VALUE!"},{"$error":"#N/A"},{"$error":"#VALUE!"},114.00171243776296]
[null,"Input parameters incomplete","Input parameters incomplete","Input parameters incomplete","Input parameters incomplete",70,5.2937672090011656E-2,0.99502939056774498,{"$error":"#N/A"},2600,{"$error":"#N/A"},8.3722766019380529E-2,0.08,0.95861054139004598,30,0.4532746012336259,0.72755490282761004,0,null,null,null,{"$error":"#N/A"},{"$error":"#VALUE!"},{"$error":"#VALUE!"},{"$error":"#N/A"},{"$error":"#VALUE!"},197.26739626521359]
[null,"Input parameters incomplete","Input parameters incomplete","Input parameters incomplete","Input parameters incomplete",70,2.379122052271497E-2,1.0656437825923142,{"$error":"#N/A"},2600,{"$error":"#N/A"},8.4917828568195547E-2,0.08,0.95930026300462246,30,0.42390893418267084,0.64287588827712772,0,null,null,null,{"$error":"#N/A"},{"$error":"#VALUE!"},{"$error":"#VALUE!"},{"$error":"#N/A"},{"$error":"#VALUE!"},214.48839459492731]
[null,"Input parameters incomplete","Input parameters incomplete","Input parameters incomplete","Input parameters incomplete",70,4.5765458827262795E-2,1.0562047160935049,{"$error":"#N/A"},2600,{"$error":"#N/A"},8.0403787158765977E-2,0.08,0.97226403145974571,30,0.43115321778493393,0.69642028702195857,0,null,null,null,{"$error":"#N/A"},{"$error":"#VALUE!"},{"$error":"#VALUE!"},{"$error":"#N/A"},{"$error":"#VALUE!"},135.97453073469643]
[null,"Input parameters incomplete","Input parameters incomplete","Input parameters incomplete","Input parameters incomplete",70,2.8155609442170104E-2,1.11473058402826,{"$error":"#N/A"},2600,{"$error":"#N/A"},0.13315959051118459,0.08,0.94593751732289388,30,0.46507444746746496,0.69170709335656455,0,null,null,null,{"$error":"#N/A"},{"$error":"#VALUE!"},{"$error":"#VALUE!"},{"$error":"#N/A"},{"$error":"#VALUE!"},129.45161091061826]
[null,"Input parameters incomplete","Input parameters incomplete","Input parameters incomplete","Input parameters incomplete",70,8.184790812189191E-2,1.1480716964516056,{"$error":"#N/A"},2600,{"$error":"#N/A"},9.5420445411941487E-2,0.08,0.96322174814823458,30,0.48516256104870908,0.75486425221961795,0,null,null,null,{"$error":"#N/A"},{"$error":"#VALUE!"},{"$error":"#VALUE!"},{"$error":"#N/A"},{"$error":"#VALUE!"},203.69857754151101]
[null,"Input parameters incomplete","Input parameters incomplete","Input parameters incomplete","Input parameters incomplete",70,1.6754361196077226E-2,1.1406480477597214,{"$error":"#N/A"},2600,{"$error":"#N/A"},0.1114247586069379,0.08,0.9337070897086075,30,0.44716613519087678,0.72990615092203537,0,null,null,null,{"$error":"#N/A"},{"$error":"#VALUE!"},{"$error":"#VALUE!"},{"$error":"#N/A"},{"$error":"#VALUE!"},205.19425312279091]
[null,"Input parameters incomplete","Input parameters incomplete","Input parameters incomplete","Input parameters incomplete",70,8.3389403698448383E-2,1.0610595394947848,{"$error":"#N/A"},2600,{"$error":"#N/A"},0.12770076988841939,0.08,0.9551687468369856,30,0.47232022173698923,0.70185443841066841,0,null,null,null,{"$error":"#N/A"},{"$error":"#VALUE!"},{"$error":"#VALUE!"},{"$error":"#N/A"},{"$error":"#VALUE!"},218.22629036342201]
[null,"Input parameters incomplete","Input parameters incomplete","Input parameters incomplete","Input parameters incomplete",70,6.1487511836462339E-2,1.0845053827672153,{"$error":"#N/A"},2600,{"$error":"#N/A"},0.1582165595250426,0.08,0.96841811957696677,30,0.49516951302846107,0.68851459728781117,0,null,null,null,{"$error":"#N/A"},{"$error":"#VALUE!"},{"$error":"#VALUE!"},{"$error":"#N/A"},{"$error":"#VALUE!"},269.19967087513993]
[null,"Input parameters incomplete","Input parameters incomplete","Input parameters incomplete","Input parameters incomplete",70,8.3864833112567622E-2,1.0817485488834087,{"$error":"#N/A"},2600,{"$error":"#N/A"},0.17038811406276486,0.08,0.94466269262173841,30,0.49470205328781014,0.70722642196073804,0,null,null,null,{"$error":"#N/A"},{"$error":"#VALUE!"},{"$error":"#VALUE!"},{"$error":"#N/A"},{"$error":"#VALUE!"},250.24963100839102]
[null,"Input parameters incomplete","Input parameters incomplete","Input parameters incomplete","Input parameters incomplete",70,4.726370303828132E-2,1.0472267893287606,{"$error":"#N/A"},2600,{"$error":"#N/A"},0.14726724697654864,0.08,0.96304978133910102,30,0.48458005456400599,0.78094560772892874,0,null,null,null,{"$error":"#N/A"},{"$error":"#VALUE!"},{"$error":"#VALUE!"},{"$error":"#N/A"},{"$error":"#VALUE!"},117.29743756629736]
[null,"Input parameters incomplete","Input parameters incomplete","Input parameters incomplete","Input parameters incomplete",70,5.9512305174524348E-2,1.0642919196113605,{"$error":"#N/A"},2600,{"$error":"#N/A"},0.12777645338922805,0.08,0.92164112340539572,30,0.46153084093403546,0.71606898763493954,0,null,null,null,{"$error":"#N/A"},{"$error":"#VALUE!"},{"$error":"#VALUE!"},{"$error":"#N/A"},{"$error":"#VALUE!"},242.43892984273958]
[null,"Input parameters incomplete","Input parameters incomplete","Input parameters incomplete","Input parameters incomplete",70,4.3857196099253246E-2,1.0232404821478052,{"$error":"#N/A"},2600,{"$error":"#N/A"},0.12811054523059268,0.08,0.9517178512420934,30,0.49633502531147333,0.6946976910801077,0,null,null,null,{"$error":"#N/A"},{"$error":"#VALUE!"},{"$error":"#VALUE!"},{"$error":"#N/A"},{"$error":"#VALUE!"},184.09197947864257]
[null,"Input parameters incomplete","Input parameters incomplete","Input parameters incomplete","Input parameters incomplete",70,7.918312438170895E-2,1.0364704109134359,{"$error":"#N/A"},2600,{"$error":"#N/A"},0.16868192985560465,0.08,0.9330788822863243,30,0.45875094677084977,0.71898966454632973,0,null,null,null,{"$error":"#N/A"},{"$error":"#VALUE!"},{"$error":"#VALUE!"},{"$error":"#N/A"},{"$error":"#VALUE!"},205.81101647081366]
[null,"Input parameters incomplete","Input parameters incomplete","Input parameters incomplete","Input parameters incomplete",70,6.1765532548103318E-2,1.0360881777162221,{"$error":"#N/A"},2600,{"$error":"#N/A"},0.18507467244113579,0.08,0.936805170451108,30,0.43467361935411808,0.60033776969355401,0,null,null,null,{"$error":"#N/A"},{"$error":"#VALUE!"},{"$error":"#VALUE!"},{"$error":"#N/A"},{"$error":"#VALUE!"},150.48437602403303]
[null,"Input parameters incomplete","Input parameters incomplete","Input parameters incomplete","Input parameters incomplete",70,7.9870403004247512E-2,1.0390626304576249,{"$error":"#N/A"},2600,{"$error":"#N/A"},9.3917135743806529E-2,0.08,0.93319691322570253,30,0.47720439184010249,0.67160389175869295,0,null,null,null,{"$error":"#N/A"},{"$error":"#VALUE!"},{"$error":"#VALUE!"},{"$error":"#N/A"},{"$error":"#VALUE!"},168.69695146184569]
[null,"Input parameters incomplete","Input parameters incomplete","Input parameters incomplete","Input parameters incomplete",70,4.7856132649741798E-2,1.1040956636518431,{"$error":"#N/A"},2600,{"$error":"#N/A"},0.19851083078072962,0.08,0.98150390717652347,30,0.49546585139355265,0.76087930378115765,0,null,null,null,{"$error":"#N/A"},{"$error":"#VALUE!"},{"$error":"#VALUE!"},{"$error":"#N/A"},{"$error":"#VALUE!"},245.83571099773485]
[null,"Input parameters incomplete","Input parameters incomplete","Input parameters incomplete","Input parameters incomplete",70,5.3741672609328377E-2,1.0701775925367363,{"$error":"#N/A"},2600,{"$error":"#N/A"},0.12775574320578081,0.08,0.95668309746213342,30,0.40234047242259552,0.76014236807949687,0,null,null,null,{"$error":"#N/A"},{"$error":"#VALUE!"},{"$error":"#VALUE!"},{"$error":"#N/A"},{"$error":"#VALUE!"},146.60357575015132]
[null,"Input parameters incomplete","Input parameters incomplete","Input parameters incomplete","Input parameters incomplete",70,4.8894850715294362E-2,1.0298417771863131,{"$error":"#N/A"},2600,{"$error":"#N/A"},0.14525110720336737,0.08,0.91620082823126037,30,0.41089917702597162,0.62290427110390567,0,null,null,null,{"$error":"#N/A"},{"$error":"#VALUE!"},{"$error":"#VALUE!"},{"$error":"#N/A"},{"$error":"#VALUE!"},224.75204923271747]
[null,"Input parameters incomplete","Input parameters incomplete","Input parameters incomplete","Input parameters incomplete",70,6.7530473550719547E-2,1.0227682827419118,{"$error":"#N/A"},2600,{"$error":"#N/A"},0.17802140493559004,0.08,0.93136151021179059,30,0.43800221847073545,0.71252695201687688,0,null,null,null,{"$error":"#N/A"},{"$error":"#VALUE!"},{"$error":"#VALUE!"},{"$error":"#N/A"},{"$error":"#VALUE!"},235.05247190350281]
[null,"Input parameters incomplete","Input parameters incomplete","Input parameters incomplete","Input parameters incomplete",70,4.9003762197440098E-2,1.0037869211617929,{"$error":"#N/A"},2600,{"$error":"#N/A"},0.10956473340994581,0.08,0.93754601070452181,30,0.45814562814634563,0.62370397979207459,0,null,null,null,{"$error":"#N/A"},{"$error":"#VALUE!"},{"$error":"#VALUE!"},{"$error":"#N/A"},{"$error":"#VALUE!"},314.49326513222695]
[null,"Input parameters incomplete","Input parameters incomplete","Input parameters incomplete","Input parameters incomplete",70,6.9285924145373989E-2,1.0540429781497158,{"$error":"#N/A"},2600,{"$error":"#N/A"},0.17436482198195213,0.08,0.94531807913562604,30,0.4417111091388089,0.76655833630984205,0,null,null,null,{"$error":"#N/A"},{"$error":"#VALUE!"},{"$error":"#VALUE!"},{"$error":"#N/A"},{"$error":"#VALUE!"},243.251482634144]
[null,"Input parameters incomplete","Input parameters incomplete","Input parameters incomplete","Input parameters incomplete",70,8.6421205868273482E-2,1.0139234270028807,{"$error":"#N/A"},2600,{"$error":"#N/A"},0.13792000242876412,0.08,0.93769929495771276,30,0.4933090502154891,0.60289852810516309,0,null,null,null,{"$error":"#N/A"},{"$error":"#VALUE!"},{"$error":"#VALUE!"},{"$error":"#N/A"},{"$error":"#VALUE!"},221.1606591808933]
[null,"Input parameters incomplete","Input parameters incomplete","Input parameters incomplete","Input parameters incomplete",70,1.9136038851622628E-2,1.0370727629292333,{"$error":"#N/A"},2600,{"$error":"#N/A"},0.1836295453293878,0.08,0.96596204044770284,30,0.43210800521701176,0.65409672077138059,0,null,null,null,{"$error":"#N/A"},{"$error":"#VALUE!"},{"$error":"#VALUE!"},{"$error":"#N/A"},{"$error":"#VALUE!"},157.89702465230945]
[null,"Input parameters incomplete","Input parameters incomplete","Input parameters incomplete","Input parameters incomplete",70,4.7859500148882211E-2,1.1406635738457254,{"$error":"#N/A"},2600,{"$error":"#N/A"},9.808209895689618E-2,0.08,0.97456410132430327,30,0.41134021495956696,0.62889399112590216,0,null,null,null,{"$error":"#N/A"},{"$error":"#VALUE!"},{"$error":"#VALUE!"},{"$error":"#N/A"},{"$error":"#VALUE!"},206.54513932393195]
[null,"Input parameters incomplete","Input parameters incomplete","Input parameters incomplete","Input parameters incomplete",70,5.7463371716928759E-2,1.1107675862894582,{"$error":"#N/A"},2600,{"$error":"#N/A"},0.1399376694034446,0.08,0.94484494943896924,30,0.47037468066512711,0.75442357534777416,0,null,null,null,{"$error":"#N/A"},{"$error":"#VALUE!"},{"$error":"#VALUE!"},{"$error":"#N/A"},{"$error":"#VALUE!"},212.27352056703958]
[null,"Input parameters incomplete","Input parameters incomplete","Input parameters incomplete","Input parameters incomplete",70,5.4293632309747611E-2,1.0871084155537611,{"$error":"#N/A"},2600,{"$error":"#N/A"},0.10881244053329812,0.08,0.91945627025639454,30,0.41105282439459567,0.62482971917110786,0,null,null,null,{"$error":"#N/A"},{"$error":"#VALUE!"},{"$error":"#VALUE!"},{"$error":"#N/A"},{"$error":"#VALUE!"},181.99661733665917]
[null,"Input parameters incomplete","Input parameters incomplete","Input parameters incomplete","Input parameters incomplete",70,7.0987378446108237E-2,1.0409130123460213,{"$error":"#N/A"},2600,{"$error":"#N/A"},0.14778166456337893,0.08,0.95304217726815799,30,0.46087865578626142,0.6556938658346062,0,null,null,null,{"$error":"#N/A"},{"$error":"#VALUE!"},{"$error":"#VALUE!"},{"$error":"#N/A"},{"$error":"#VALUE!"},175.85693070102374]
[null,"Input parameters incomplete","Input parameters incomplete","Input parameters incomplete","Input parameters incomplete",70,3.6769810051351624E-2,1.0031661424491183,{"$error":"#N/A"},2600,{"$error":"#N/A"},0.18416734528573292,0.08,0.93678224427626888,30,0.44401139586915411,0.6120373740111259,0,null,null,null,{"$error":"#N/A"},{"$error":"#VALUE!"},{"$error":"#VALUE!"},{"$error":"#N/A"},{"$error":"#VALUE!"},288.15018313062529]
[null,"Input parameters incomplete","Input parameters incomplete","Input parameters incomplete","Input parameters incomplete",70,5.7669728240609903E-2,1.064843421300274,{"$error":"#N/A"},2600,{"$error":"#N/A"},0.1294359217838762,0.08,0.94205295298534975,30,0.44815703175063432,0.63447780856540326,0,null,null,null,{"$error":"#N/A"},{"$error":"#VALUE!"},{"$error":"#VALUE!"},{"$error":"#N/A"},{"$error":"#VALUE!"},162.63399511876813]
[null,"Input parameters incomplete","Input parameters incomplete","Input parameters incomplete","Input parameters incomplete",70,7.5268900673299138E-2,1.0536392933208572,{"$error":"#N/A"},2600,{"$error":"#N/A"},0.15354903106372492,0.08,0.94548692162543013,30,0.44151568708387112,0.75666123929701123,0,null,null,null,{"$error":"#N/A"},{"$error":"#VALUE!"},{"$error":"#VALUE!"},{"$error":"#N/A"},{"$error":"#VALUE!"},182.5766899734748]
[null,"Input parameters incomplete","Input parameters incomplete","Input parameters incomplete","Input parameters incomplete",70,7.7682700396268983E-2,1.0901948832564343,{"$error":"#N/A"},2600,{"$error":"#N/A"},0.10932249146283787,0.08,0.93167652466462736,30,0.47495425806408464,0.67811219172289594,0,null,null,null,{"$error":"#N/A"},{"$error":"#VALUE!"},{"$error":"#VALUE!"},{"$error":"#N/A"},{"$error":"#VALUE!"},173.68558551596573]
[null,"Input parameters incomplete","Input parameters incomplete","Input parameters incomplete","Input parameters incomplete",70,7.1749985551861961E-2,1.1152799446291475,{"$error":"#N/A"},2600,{"$error":"#N/A"},0.10924562335785173,0.08,0.95979543096565267,30,0.40048062311283034,0.70871178189274875,0,null,null,null,{"$error":"#N/A"},{"$error":"#VALUE!"},{"$error":"#VALUE!"},{"$error":"#N/A"},{"$error":"#VALUE!"},174.31971522637488]
[null,"Input parameters incomplete","Input parameters incomplete","Input parameters incomplete","Input parameters incomplete",70,7.0946485408818052E-2,1.0714109115484483,{"$error":"#N/A"},2600,{"$error":"#N/A"},0.17411019225823976,0.08,0.91402804149287442,30,0.44440486616059122,0.69689794872904021,0,null,null,null,{"$error":"#N/A"},{"$error":"#VALUE!"},{"$error":"#VALUE!"},{"$error":"#N/A"},{"$error":"#VALUE!"},125.19026475150139]
[null,"Input parameters incomplete","Input parameters incomplete","Input parameters incomplete","Input parameters incomplete",70,4.9483424239224916E-2,1.0804445876734727,{"$error":"#N/A"},2600,{"$error":"#N/A"},0.14902764438556565,0.08,0.91415124594089692,30,0.44127672651155286,0.68226596244673032,0,null,null,null,{"$error":"#N/A"},{"$error":"#VALUE!"},{"$error":"#VALUE!"},{"$error":"#N/A"},{"$error":"#VALUE!"},216.63569678757193]
[null,"Input parameters incomplete","Input parameters incomplete","Input parameters incomplete","Input parameters incomplete",70,4.5170439018360424E-2,1.048452705500958,{"$error":"#N/A"},2600,{"$error":"#N/A"},0.1354867674938981,0.08,0.98078737891912704,30,0.44100951233656077,0.78299902019555201,0,null,null,null,{"$error":"#N/A"},{"$error":"#VALUE!"},{"$error":"#VALUE!"},{"$error":"#N/A"},{"$error":"#VALUE!"},244.88011536549081]
[null,"Input parameters incomplete","Input parameters incomplete","Input parameters incomplete","Input parameters incomplete",70,7.2250854689383637E-2,1.074619326285176,{"$error":"#N/A"},2600,{"$error":"#N/A"},0.1578953905125523,0.08,0.94609714059962058,30,0.40352161902639683,0.63997147904722329,0,null,null,null,{"$error":"#N/A"},{"$error":"#VALUE!"},{"$error":"#VALUE!"},{"$error":"#N/A"},{"$error":"#VALUE!"},258.64748051501789]
[null,"Input parameters incomplete","Input parameters incomplete","Input parameters incomplete","Input parameters incomplete",70,4.3730051294926714E-2,1.1091268826159537,{"$error":"#N/A"},2600,{"$error":"#N/A"},0.18935415760707636,0.08,0.94761612960712693,30,0.47093188181342194,0.60139021639333712,0,null,null,null,{"$error":"#N/A"},{"$error":"#VALUE!"},{"$error":"#VALUE!"},{"$error":"#N/A"},{"$error":"#VALUE!"},247.69039115487197]
[null,"Input parameters incomplete","Input parameters incomplete","Input parameters incomplete","Input parameters incomplete",70,6.7788203020582444E-2,1.0564612724075761,{"$error":"#N/A"},2600,{"$error":"#N/A"},0.10867276420180669,0.08,0.95023769288225191,30,0.47562861367236026,0.70952801692287071,0,null,null,null,{"$error":"#N/A"},{"$error":"#VALUE!"},{"$error":"#VALUE!"},{"$error":"#N/A"},{"$error":"#VALUE!"},227.76751308419023]
[null,"Input parameters incomplete","Input parameters incomplete","Input parameters incomplete","Input parameters incomplete",70,5.8509972078457546E-2,1.0430482445621301,{"$error":"#N/A"},2600,{"$error":"#N/A"},0.10954651409863218,0.08,0.96810776427401635,30,0.46735935311873966,0.70922229981872076,0,null,null,null,{"$error":"#N/A"},{"$error":"#VALUE!"},{"$error":"#VALUE!"},{"$error":"#N/A"},{"$error":"#VALUE!"},133.47458912613473]
[null,"Input parameters incomplete","Input parameters incomplete","Input parameters incomplete","Input parameters incomplete",70,3.7049698842702913E-2,1.0399406262698219,{"$error":"#N/A"},2600,{"$error":"#N/A"},0.16852914229760615,0.08,0.92420862575545593,30,0.43831463080502253,0.682368387987074,0,null,null,null,{"$error":"#N/A"},{"$error":"#VALUE!"},{"$error":"#VALUE!"},{"$error":"#N/A"},{"$error":"#VALUE!"},136.437854695824]
[null,"Input parameters incomplete","Input parameters incomplete","Input parameters incomplete","Input parameters incomplete",70,9.537835658918653E-2,1.1131161513134551,{"$error":"#N/A"},2600,{"$error":"#N/A"},0.19338850388889289,0.08,0.96311750806101959,30,0.42057313975142036,0.67696813061683481,0,null,null,null,{"$error":"#N/A"},{"$error":"#VALUE!"},{"$error":"#VALUE!"},{"$error":"#N/A"},{"$error":"#VALUE!"},172.79029933915547]
[null,"Input parameters incomplete","Input parameters incomplete","Input parameters incomplete","Input parameters incomplete",70,9.4870670999658235E-2,1.0348148830936901,{"$error":"#N/A"},2600,{"$error":"#N/A"},0.16450139947172962,0.08,0.95904808077855797,30,0.49324245228434038,0.67429343996764601,0,null,null,null,{"$error":"#N/A"},{"$error":"#VALUE!"},{"$error":"#VALUE!"},{"$error":"#N/A"},{"$error":"#VALUE!"},256.34534841110542]
[null,"Input parameters incomplete","Input parameters incomplete","Input parameters incomplete","Input parameters incomplete",70,8.5373229758632735E-2,1.0675922116253598,{"$error":"#N/A"},2600,{"$error":"#N/A"},0.14932480198415368,0.08,0.95532627066873055,30,0.4010258867668906,0.62222519109775964,0,null,null,null,{"$error":"#N/A"},{"$error":"#VALUE!"},{"$error":"#VALUE!"},{"$error":"#N/A"},{"$error":"#VALUE!"},169.83305852753352]
[null,"Input parameters incomplete","Input parameters incomplete","Input parameters incomplete","Input parameters incomplete",70,6.6260336099407832E-2,1.0198620813793664,{"$error":"#N/A"},2600,{"$error":"#N/A"},0.13417181928651806,0.08,0.93137690853653643,30,0.47414269440643475,0.7352503363208347,0,null,null,null,{"$error":"#N/A"},{"$error":"#VALUE!"},{"$error":"#VALUE!"},{"$error":"#N/A"},{"$error":"#VALUE!"},194.94880146258708]
[null,"Input parameters incomplete","Input parameters incomplete","Input parameters incomplete","Input parameters incomplete",70,5.4854623626433563E-2,1.1382477373119826,{"$error":"#N/A"},2600,{"$error":"#N/A"},0.1443084111260981,0.08,0.98321054720621259,30,0.45302078049882072,0.79549805124925999,0,null,null,null,{"$error":"#N/A"},{"$error":"#VALUE!"},{"$error":"#VALUE!"},{"$error":"#N/A"},{"$error":"#VALUE!"},236.87841494487739]
[null,"Input parameters incomplete","Input parameters incomplete","Input parameters incomplete","Input parameters incomplete",70,9.4120311293548198E-2,1.1148010809709841,{"$error":"#N/A"},2600,{"$error":"#N/A"},0.18785626762233318,0.08,0.98473466696598155,30,0.42081180274105628,0.656016507690654,0,null,null,null,{"$error":"#N/A"},{"$error":"#VALUE!"},{"$error":"#VALUE!"},{"$error":"#N/A"},{"$error":"#VALUE!"},141.31232392746011]
[null,"Input parameters incomplete","Input parameters incomplete","Input parameters incomplete","Input parameters incomplete",70,6.3048071725280028E-2,1.0569497650459536,{"$error":"#N/A"},2600,{"$error":"#N/A"},0.11534318639806976,0.08,0.9418439595867838,30,0.48541981341546397,0.75897807764025926,0,null,null,null,{"$error":"#N/A"},{"$error":"#VALUE!"},{"$error":"#VALUE!"},{"$error":"#N/A"},{"$error":"#VALUE!"},252.17831423334647]
[null,"Input parameters incomplete","Input parameters incomplete","Input parameters incomplete","Input parameters incomplete",70,7.4626611548500366E-2,1.0184824598130902,{"$error":"#N/A"},2600,{"$error":"#N/A"},0.10573827419256532,0.08,0.94592512790348038,30,0.49132844635796524,0.67846157231676851,0,null,null,null,{"$error":"#N/A"},{"$error":"#VALUE!"},{"$error":"#VALUE!"},{"$error":"#N/A"},{"$error":"#VALUE!"},270.88564655646644]
[null,"Input parameters incomplete","Input parameters incomplete","Input parameters incomplete","Input parameters incomplete",70,6.1997743482490292E-2,1.0172486997458998,{"$error":"#N/A"},2600,{"$error":"#N/A"},0.11251369672882555,0.08,0.98405628835907411,30,0.46675954133607145,0.62509702257272415,0,null,null,null,{"$error":"#N/A"},{"$error":"#VALUE!"},{"$error":"#VALUE!"},{"$error":"#N/A"},{"$error":"#VALUE!"},288.4919394531172]
[null,"Input parameters incomplete","Input parameters incomplete","Input parameters incomplete","Input parameters incomplete",70,4.9738426703652104E-2,1.0590543268167096,{"$error":"#N/A"},2600,{"$error":"#N/A"},0.10614174325068265,0.08,0.96117790054252084,30,0.41484025912268158,0.74820490376297177,0,null,null,null,{"$error":"#N/A"},{"$error":"#VALUE!"},{"$error":"#VALUE!"},{"$error":"#N/A"},{"$error":"#VALUE!"},143.28718595724129]
[null,"Input parameters incomplete","Input parameters incomplete","Input parameters incomplete","Input parameters incomplete",70,6.8513757773916759E-2,1.1022783576998672,{"$error":"#N/A"},2600,{"$error":"#N/A"},0.18504614694332056,0.08,0.93745789869375318,30,0.47949739232376665,0.68442365946249439,0,null,null,null,{"$error":"#N/A"},{"$error":"#VALUE!"},{"$error":"#VALUE!"},{"$error":"#N/A"},{"$error":"#VALUE!"},157.26696456885492]
[null,"Input parameters incomplete","Input parameters incomplete","Input parameters incomplete","Input parameters incomplete",70,5.4897451402724042E-2,1.0457330801834379,{"$error":"#N/A"},2600,{"$error":"#N/A"},0.15930748260758715,0.08,0.97185394795048774,30,0.47312239218484492,0.68693671889983821,0,null,null,null,{"$error":"#N/A"},{"$error":"#VALUE!"},{"$error":"#VALUE!"},{"$error":"#N/A"},{"$error":"#VALUE!"},189.31938116725024]
[null,"Input parameters incomplete","Input parameters incomplete","Input parameters incomplete","Input parameters incomplete",70,5.4219766685039951E-2,1.0759289067949223,{"$error":"#N/A"},2600,{"$error":"#N/A"},0.18513715819675358,0.08,0.95380441497459145,30,0.47831966370001644,0.60989050373791021,0,null,null,null,{"$error":"#N/A"},{"$error":"#VALUE!"},{"$error":"#VALUE!"},{"$error":"#N/A"},{"$error":"#VALUE!"},250.71067839178136]
[null,"Input parameters incomplete","Input parameters incomplete","Input parameters incomplete","Input parameters incomplete",70,8.9605272646330419E-2,1.0157828811531102,{"$error":"#N/A"},2600,{"$error":"#N/A"},0.13909497346237004,0.08,0.95781321307907308,30,0.44196852723203722,0.69735949667723096,0,null,null,null,{"$error":"#N/A"},{"$error":"#VALUE!"},{"$error":"#VALUE!"},{"$error":"#N/A"},{"$error":"#VALUE!"},269.22029185128224]
[null,"Input parameters incomplete","Input parameters incomplete","Input parameters incomplete","Input parameters incomplete",70,5.1395314535349831E-2,1.0465586425912758,{"$error":"#N/A"},2600,{"$error":"#N/A"},0.15304230891050741,0.08,0.97088212231643833,30,0.40991429957411279,0.71940278535421665,0,null,null,null,{"$error":"#N/A"},{"$error":"#VALUE!"},{"$error":"#VALUE!"},{"$error":"#N/A"},{"$error":"#VALUE!"},135.33200405461082]
[null,"Input parameters incomplete","Input parameters incomplete","Input parameters incomplete","Input parameters incomplete",70,7.0278631718657253E-2,1.0678733671915384,{"$error":"#N/A"},2600,{"$error":"#N/A"},8.0498610882801039E-2,0.08,0.91006305373973828,30,0.43544955751366321,0.70517630337649995,0,null,null,null,{"$error":"#N/A"},{"$error":"#VALUE!"},{"$error":"#VALUE!"},{"$error":"#N/A"},{"$error":"#VALUE!"},211.19408733758078]
[null,"Input parameters incomplete","Input parameters incomplete","Input parameters incomplete","Input parameters incomplete",70,7.9285237376583134E-2,1.1229991620058006,{"$error":"#N/A"},2600,{"$error":"#N/A"},9.5267158002452293E-2,0.08,0.94373078942468036,30,0.47613649106356959,0.73164790980696526,0,null,null,null,{"$error":"#N/A"},{"$error":"#VALUE!"},{"$error":"#VALUE!"},{"$error":"#N/A"},{"$error":"#VALUE!"},152.0274767082183]
[null,"Input parameters incomplete","Input parameters incomplete","Input parameters incomplete","Input parameters incomplete",70,7.0045285194464263E-2,1.0526181543462882,{"$error":"#N/A"},2600,{"$error":"#N/A"},0.14405178766617496,0.08,0.92196487152585893,30,0.42528769958883239,0.68283050664021561,0,null,null,null,{"$error":"#N/A"},{"$error":"#VALUE!"},{"$error":"#VALUE!"},{"$error":"#N/A"},{"$error":"#VALUE!"},122.15123014493237]
[null,"Input parameters incomplete","Input parameters incomplete","Input parameters incomplete","Input parameters incomplete",70,3.7641146221152E-2,1.0606575411332235,{"$error":"#N/A"},2600,{"$error":"#N/A"},0.16579769915751663,0.08,0.94975897203605719,30,0.442470630571354,0.72996109297412026,0,null,null,null,{"$error":"#N/A"},{"$error":"#VALUE!"},{"$error":"#VALUE!"},{"$error":"#N/A"},{"$error":"#VALUE!"},265.79960439715046]
[null,"Input parameters incomplete","Input parameters incomplete","Input parameters incomplete","Input parameters incomplete",70,2.2551397940638269E-2,1.0274016447434762,{"$error":"#N/A"},2600,{"$error":"#N/A"},8.3888005459590936E-2,0.08,0.95944161473300338,30,0.45945172196942241,0.78518930638985285,0,null,null,null,{"$error":"#N/A"},{"$error":"#VALUE!"},{"$error":"#VALUE!"},{"$error":"#N/A"},{"$error":"#VALUE!"},195.60113830118203]
[null,"Input parameters incomplete","Input parameters incomplete","Input parameters incomplete","Input parameters incomplete",70,6.0694925649093366E-2,1.0722067250576344,{"$error":"#N/A"},2600,{"$error":"#N/A"},0.17606679565528266,0.08,0.94645179203063134,30,0.43725312446449444,0.6244944351617332,0,null,null,null,{"$error":"#N/A"},{"$error":"#VALUE!"},{"$error":"#VALUE!"},{"$error":"#N/A"},{"$error":"#VALUE!"},138.84689774262498]
[null,"Input parameters incomplete","Input parameters incomplete","Input parameters incomplete","Input parameters incomplete",70,6.1448203328995969E-2,1.0981961209493318,{"$error":"#N/A"},2600,{"$error":"#N/A"},0.18187766642635372,0.08,0.94894922264231685,30,0.42098629054154652,0.73107890258411901,0,null,null,null,{"$error":"#N/A"},{"$error":"#VALUE!"},{"$error":"#VALUE!"},{"$error":"#N/A"},{"$error":"#VALUE!"},269.88673745420482]
[null,"Input parameters incomplete","Input parameters incomplete","Input parameters incomplete","Input parameters incomplete",70,6.8662712452181279E-2,1.0028040875404169,{"$error":"#N/A"},2600,{"$error":"#N/A"},0.15542085403393824,0.08,0.95466047620520622,30,0.40001862492237306,0.77790472184184378,0,null,null,null,{"$error":"#N/A"},{"$error":"#VALUE!"},{"$error":"#VALUE!"},{"$error":"#N/A"},{"$error":"#VALUE!"},130.74268939904101]
[null,"Input parameters incomplete","Input parameters incomplete","Input parameters incomplete","Input parameters incomplete",70,6.3112033266083292E-2,1.1223431516906686,{"$error":"#N/A"},2600,{"$error":"#N/A"},0.10000201856158161,0.08,0.93528134071852387,30,0.44112732663986454,0.73847180647032662,0,null,null,null,{"$error":"#N/A"},{"$error":"#VALUE!"},{"$error":"#VALUE!"},{"$error":"#N/A"},{"$error":"#VALUE!"},282.37025462841632]
[null,"Input parameters incomplete","Input parameters incomplete","Input parameters incomplete","Input parameters incomplete",70,6.922089964880157E-2,1.1205065771022817,{"$error":"#N/A"},2600,{"$error":"#N/A"},0.16326996147961598,0.08,0.92668992588336108,30,0.43172524443283372,0.65316033056994505,0,null,null,null,{"$error":"#N/A"},{"$error":"#VALUE!"},{"$error":"#VALUE!"},{"$error":"#N/A"},{"$error":"#VALUE!"},297.61177635566173]
[null,"Input parameters incomplete","Input parameters incomplete","Input parameters incomplete","Input parameters incomplete",70,7.4226677742353891E-2,1.0950450960868059,{"$error":"#N/A"},2600,{"$error":"#N/A"},0.17467251714297102,0.08,0.94339029381744499,30,0.40984733511419624,0.63248333814365354,0,null,null,null,{"$error":"#N/A"},{"$error":"#VALUE!"},{"$error":"#VALUE!"},{"$error":"#N/A"},{"$error":"#VALUE!"},108.88219795879988]
[null,"Input parameters incomplete","Input parameters incomplete","Input parameters incomplete","Input parameters incomplete",70,9.0910010762986687E-2,1.0634600022828153,{"$error":"#N/A"},2600,{"$error":"#N/A"},8.3489381329723014E-2,0.08,0.92785615206694483,30,0.43793523833783066,0.73014702751613914,0,null,null,null,{"$error":"#N/A"},{"$error":"#VALUE!"},{"$error":"#VALUE!"},{"$error":"#N/A"},{"$error":"#VALUE!"},270.45044367810544]
[null,"Input parameters incomplete","Input parameters incomplete","Input parameters incomplete","Input parameters incomplete",70,2.8864356194144829E-2,1.0137200234219177,{"$error":"#N/A"},2600,{"$error":"#N/A"},0.16700671733882227,0.08,0.94811884973477456,30,0.40896606851352624,0.6669988091039375,0,null,null,null,{"$error":"#N/A"},{"$error":"#VALUE!"},{"$error":"#VALUE!"},{"$error":"#N/A"},{"$error":"#VALUE!"},260.06655714783722]
[null,"Input parameters incomplete","Input parameters incomplete","Input parameters incomplete","Input parameters incomplete",70,6.3620446594047114E-2,1.1207839025555093,{"$error":"#N/A"},2600,{"$error":"#N/A"},0.19161176831588325,0.08,0.95756517526618379,30,0.45017768255227963,0.74863218849265145,0,null,null,null,{"$error":"#N/A"},{"$error":"#VALUE!"},{"$error":"#VALUE!"},{"$error":"#N/A"},{"$error":"#VALUE!"},188.60363274523843]
[null,"Input parameters incomplete","Input parameters incomplete","Input parameters incomplete","Input parameters incomplete",70,8.1633617327897673E-2,1.0434231314878408,{"$error":"#N/A"},2600,{"$error":"#N/A"},0.14364672571907811,0.08,0.93900058449051305,30,0.46581936839272187,0.76517596527038612,0,null,null,null,{"$error":"#N/A"},{"$error":"#VALUE!"},{"$error":"#VALUE!"},{"$error":"#N/A"},{"$error":"#VALUE!"},189.22763254901668]
[null,"Input parameters incomplete","Input parameters incomplete","Input parameters incomplete","Input parameters incomplete",70,6.0639847245900422E-2,0.99697298780584775,{"$error":"#N/A"},2600,{"$error":"#N/A"},0.13043853737585032,0.08,0.95723486242972089,30,0.47216630410473759,0.68780432606746766,0,null,null,null,{"$error":"#N/A"},{"$error":"#VALUE!"},{"$error":"#VALUE!"},{"$error":"#N/A"},{"$error":"#VALUE!"},130.48897876739829]
[null,"Input parameters incomplete","Input parameters incomplete","Input parameters incomplete","Input parameters incomplete",70,9.2363909843280328E-2,1.0058174253000285,{"$error":"#N/A"},2600,{"$error":"#N/A"},8.1333721836740813E-2,0.08,0.92960003823628645,30,0.4745353847594464,0.76483022664682232,0,null,null,null,{"$error":"#N/A"},{"$error":"#VALUE!"},{"$error":"#VALUE!"},{"$error":"#N/A"},{"$error":"#VALUE!"},169.10172213978609]
[null,"Input parameters incomplete","Input parameters incomplete","Input parameters incomplete","Input parameters incomplete",70,9.9788128257423087E-2,1.133601481932468,{"$error":"#N/A"},2600,{"$error":"#N/A"},0.11912527800139652,0.08,0.92862894845026045,30,0.46249519590437616,0.67697005393471077,0,null,null,null,{"$error":"#N/A"},{"$error":"#VALUE!"},{"$error":"#VALUE!"},{"$error":"#N/A"},{"$error":"#VALUE!"},126.62753244854785]
[null,"Input parameters incomplete","Input parameters incomplete","Input parameters incomplete","Input parameters incomplete",70,3.5070804308469004E-2,1.0973035690910518,{"$error":"#N/A"},2600,{"$error":"#N/A"},0.14767701754894325,0.08,0.9383262681612089,30,0.42873643364547487,0.79619533759127026,0,null,null,null,{"$error":"#N/A"},{"$error":"#VALUE!"},{"$error":"#VALUE!"},{"$error":"#N/A"},{"$error":"#VALUE!"},196.67363814880758]
[null,"Input parameters incomplete","Input parameters incomplete","Input parameters incomplete","Input parameters incomplete",70,6.9201356207373332E-2,1.094617183651629,{"$error":"#N/A"},2600,{"$error":"#N/A"},0.16645687124763753,0.08,0.9257601673103385,30,0.4745042502502948,0.69001394557029139,0,null,null,null,{"$error":"#N/A"},{"$error":"#VALUE!"},{"$error":"#VALUE!"},{"$error":"#N/A"},{"$error":"#VALUE!"},158.31199474839732]
[null,"Input parameters incomplete","Input parameters incomplete","Input parameters incomplete","Input parameters incomplete",70,8.9830939618760847E-2,1.0781611445371608,{"$error":"#N/A"},2600,{"$error":"#N/A"},0.18625685703883277,0.08,0.96729571599977138,30,0.46790889576269007,0.79603078152356566,0,null,null,null,{"$error":"#N/A"},{"$error":"#VALUE!"},{"$error":"#VALUE!"},{"$error":"#N/A"},{"$error":"#VALUE!"},198.00524755401261]
[null,"Input parameters incomplete","Input parameters incomplete","Input parameters incomplete","Input parameters incomplete",70,6.0402521089497903E-2,1.1178124137525758,{"$error":"#N/A"},2600,{"$error":"#N/A"},0.17980395045717262,0.08,0.97633414878662339,30,0.47042538845981985,0.65031245259435766,0,null,null,null,{"$error":"#N/A"},{"$error":"#VALUE!"},{"$error":"#VALUE!"},{"$error":"#N/A"},{"$error":"#VALUE!"},268.17889046583127]
[null,"Input parameters incomplete","Input parameters incomplete","Input parameters incomplete","Input parameters incomplete",70,4.3508875734784305E-2,1.0477308080878633,{"$error":"#N/A"},2600,{"$error":"#N/A"},9.586263044758038E-2,0.08,0.98168857617673311,30,0.41479777043128807,0.64431329410717586,0,null,null,null,{"$error":"#N/A"},{"$error":"#VALUE!"},{"$error":"#VALUE!"},{"$error":"#N/A"},{"$error":"#VALUE!"},278.1845234616564]
[null,"Input parameters incomplete","Input parameters incomplete","Input parameters incomplete","Input parameters incomplete",70,5.9617488859511028E-2,0.98348075903938081,{"$error":"#N/A"},2600,{"$error":"#N/A"},0.19412777571452805,0.08,0.95454622118300025,30,0.47201881298857445,0.60460350538354823,0,null,null,null,{"$error":"#N/A"},{"$error":"#VALUE!"},{"$error":"#VALUE!"},{"$error":"#N/A"},{"$error":"#VALUE!"},216.01421700175919]
[null,"Input parameters incomplete","Input parameters incomplete","Input parameters incomplete","Input parameters incomplete",70,3.0307411287678054E-2,1.1328828311956485,{"$error":"#N/A"},2600,{"$error":"#N/A"},8.1627951544519489E-2,0.08,0.98404264842155043,30,0.47497113633038923,0.70345977906000878,0,null,null,null,{"$error":"#N/A"},{"$error":"#VALUE!"},{"$error":"#VALUE!"},{"$error":"#N/A"},{"$error":"#VALUE!"},266.99073120576338]
[null,"Input parameters incomplete","Input parameters incomplete","Input parameters incomplete","Input parameters incomplete",70,8.1622763689735173E-2,1.0610799943925406,{"$error":"#N/A"},2600,{"$error":"#N/A"},0.15309147903870229,0.08,0.94208467168243548,30,0.43300887390224896,0.60757387003570362,0,null,null,null,{"$error":"#N/A"},{"$error":"#VALUE!"},{"$error":"#VALUE!"},{"$error":"#N/A"},{"$error":"#VALUE!"},221.5855599135831]
[null,"Input parameters incomplete","Input parameters incomplete","Input parameters incomplete","Input parameters incomplete",70,7.6549431583423672E-2,1.0444514180618913,{"$error":"#N/A"},2600,{"$error":"#N/A"},0.11826256231593779,0.08,0.98872891542917907,30,0.47713950369542274,0.61264131492240559,0,null,null,null,{"$error":"#N/A"},{"$error":"#VALUE!"},{"$error":"#VALUE!"},{"$error":"#N/A"},{"$error":"#VALUE!"},135.52162604684187]
[null,"Input parameters incomplete","Input parameters incomplete","Input parameters incomplete","Input parameters incomplete",70,2.8330491040428056E-2,1.0090989616915174,{"$error":"#N/A"},2600,{"$error":"#N/A"},0.19826861946995622,0.08,0.953764002985799,30,0.4066004678086938,0.72780434358195767,0,null,null,null,{"$error":"#N/A"},{"$error":"#VALUE!"},{"$error":"#VALUE!"},{"$error":"#N/A"},{"$error":"#VALUE!"},162.06217644831452]
[null,"Input parameters incomplete","Input parameters incomplete","Input parameters incomplete","Input parameters incomplete",70,7.3866727935328766E-2,1.0057652707028439,{"$error":"#N/A"},2600,{"$error":"#N/A"},0.16521226142765685,0.08,0.94846581167813193,30,0.43017861488029457,0.66617354528765604,0,null,null,null,{"$error":"#N/A"},{"$error":"#VALUE!"},{"$error":"#VALUE!"},{"$error":"#N/A"},{"$error":"#VALUE!"},186.68859156707862]
[null,"Input parameters incomplete","Input parameters incomplete","Input parameters incomplete","Input parameters incomplete",70,4.0207462055076179E-2,1.0845758390409395,{"$error":"#N/A"},2600,{"$error":"#N/A"},0.14834751980638866,0.08,0.93083195449567058,30,0.43148625317820799,0.61809376827852092,0,null,null,null,{"$error":"#N/A"},{"$error":"#VALUE!"},{"$error":"#VALUE!"},{"$error":"#N/A"},{"$error":"#VALUE!"},282.05920016635838]
[null,"Input parameters incomplete","Input parameters incomplete","Input parameters incomplete","Input parameters incomplete",70,6.4955971974544113E-2,1.1245331745576272,{"$error":"#N/A"},2600,{"$error":"#N/A"},0.17993524714071413,0.08,0.97552315517935551,30,0.43199758332664195,0.71355510199122185,0,null,null,null,{"$error":"#N/A"},{"$error":"#VALUE!"},{"$error":"#VALUE!"},{"$error":"#N/A"},{"$error":"#VALUE!"},114.13623591311557]
[null,"Input parameters incomplete","Input parameters incomplete","Input parameters incomplete","Input parameters incomplete",70,8.843007054671273E-2,1.0069935231401781,{"$error":"#N/A"},2600,{"$error":"#N/A"},0.14093183499185014,0.08,0.93687439664294669,30,0.47249632761200094,0.71438269377352193,0,null,null,null,{"$error":"#N/A"},{"$error":"#VALUE!"},{"$error":"#VALUE!"},{"$error":"#N/A"},{"$error":"#VALUE!"},180.55546986369063]
[null,"Input parameters incomplete","Input parameters incomplete","Input parameters incomplete","Input parameters incomplete",70,7.3481592112639313E-2,1.0381687190156714,{"$error":"#N/A"},2600,{"$error":"#N/A"},9.9219583579305673E-2,0.08,0.93672230094222209,30,0.44468521061477151,0.62065813147688909,0,null,null,null,{"$error":"#N/A"},{"$error":"#VALUE!"},{"$error":"#VALUE!"},{"$error":"#N/A"},{"$error":"#VALUE!"},236.89214919339517]
[null,"Input parameters incomplete","Input parameters incomplete","Input parameters incomplete","Input parameters incomplete",70,4.4448667844257911E-2,1.0966039941897827,{"$error":"#N/A"},2600,{"$error":"#N/A"},0.1806376647001251,0.08,0.92616221393268794,30,0.49777088336417574,0.79530282409008479,0,null,null,null,{"$error":"#N/A"},{"$error":"#VALUE!"},{"$error":"#VALUE!"},{"$error":"#N/A"},{"$error":"#VALUE!"},199.1187471393898]
[null,"Input parameters incomplete","Input parameters incomplete","Input parameters incomplete","Input parameters incomplete",70,2.2973270138397679E-2,1.0851489713241402,{"$error":"#N/A"},2600,{"$error":"#N/A"},8.9548902813611608E-2,0.08,0.95888111142152554,30,0.43370325519781194,0.65680880695612565,0,null,null,null,{"$error":"#N/A"},{"$error":"#VALUE!"},{"$error":"#VALUE!"},{"$error":"#N/A"},{"$error":"#VALUE!"},159.43740897308496]
[null,"Input parameters incomplete","Input parameters incomplete","Input parameters incomplete","Input parameters incomplete",70,2.8727527165012687E-2,1.0979747975823297,{"$error":"#N/A"},2600,{"$error":"#N/A"},0.12674804831864889,0.08,0.9135939008507119,30,0.44274574415953871,0.63165367395092986,0,null,null,null,{"$error":"#N/A"},{"$error":"#VALUE!"},{"$error":"#VALUE!"},{"$error":"#N/A"},{"$error":"#VALUE!"},167.11618631518854]
[null,"Input parameters incomplete","Input parameters incomplete","Input parameters incomplete","Input parameters incomplete",70,1.6422914157499732E-3,1.1449952581624705,{"$error":"#N/A"},2600,{"$error":"#N/A"},0.11167963300386979,0.08,0.97743297645766347,30,0.43906536464560408,0.70955746550567556,0,null,null,null,{"$error":"#N/A"},{"$error":"#VALUE!"},{"$error":"#VALUE!"},{"$error":"#N/A"},{"$error":"#VALUE!"},243.45583477856118]
[null,"Input parameters incomplete","Input parameters incomplete","Input parameters incomplete","Input parameters incomplete",70,9.5261139532820907E-2,1.0230111461907636,{"$error":"#N/A"},2600,{"$error":"#N/A"},8.2830876873454598E-2,0.08,0.95245205625340246,30,0.48846758998351336,0.67243621711927049,0,null,null,null,{"$error":"#N/A"},{"$error":"#VALUE!"},{"$error":"#VALUE!"},{"$error":"#N/A"},{"$error":"#VALUE!"},111.60315275481571]
[null,"Input parameters incomplete","Input parameters incomplete","Input parameters incomplete","Input parameters incomplete",70,6.2351233769060363E-2,1.1250183864922529,{"$error":"#N/A"},2600,{"$error":"#N/A"},0.14852368888989065,0.08,0.9276226301076449,30,0.40711680352867519,0.79099103251407976,0,null,null,null,{"$error":"#N/A"},{"$error":"#VALUE!"},{"$error":"#VALUE!"},{"$error":"#N/A"},{"$error":"#VALUE!"},206.9632184927749]
[null,"Input parameters incomplete","Input parameters incomplete","Input parameters incomplete","Input parameters incomplete",70,8.4461945156822843E-2,1.0237655792332399,{"$error":"#N/A"},2600,{"$error":"#N/A"},0.18349165416614288,0.08,0.95394740312911208,30,0.43786218344520988,0.67691308845817089,0,null,null,null,{"$error":"#N/A"},{"$error":"#VALUE!"},{"$error":"#VALUE!"},{"$error":"#N/A"},{"$error":"#VALUE!"},274.68955891781934]
[null,"Input parameters incomplete","Input parameters incomplete","Input parameters incomplete","Input parameters incomplete",70,5.8261481378501824E-2,1.0380869444701124,{"$error":"#N/A"},2600,{"$error":"#N/A"},0.1321587589109347,0.08,0.97011989724175263,30,0.40827387983066588,0.61689033208990252,0,null,null,null,{"$error":"#N/A"},{"$error":"#VALUE!"},{"$error":"#VALUE!"},{"$error":"#N/A"},{"$error":"#VALUE!"},152.28050850250497]
[null,"Input parameters incomplete","Input parameters incomplete","Input parameters incomplete","Input parameters incomplete",70,6.5065593497003527E-2,1.0605709421980227,{"$error":"#N/A"},2600,{"$error":"#N/A"},0.10167280943642994,0.08,0.96456059312348741,30,0.47950512936735779,0.7082357447962836,0,null,null,null,{"$error":"#N/A"},{"$error":"#VALUE!"},{"$error":"#VALUE!"},{"$error":"#N/A"},{"$error":"#VALUE!"},127.90276335409615]
[null,"Input parameters incomplete","Input parameters incomplete","Input parameters incomplete","Input parameters incomplete",70,8.4099849351851191E-2,1.0711210799855979,{"$error":"#N/A"},2600,{"$error":"#N/A"},0.11165756787138646,0.08,0.95876135057327239,30,0.4532891558411179,0.73184068819582637,0,null,null,null,{"$error":"#N/A"},{"$error":"#VALUE!"},{"$error":"#VALUE!"},{"$error":"#N/A"},{"$error":"#VALUE!"},109.72855430728337]
[null,"Input parameters incomplete","Input parameters incomplete","Input parameters incomplete","Input parameters incomplete",70,3.4610220518428728E-2,1.0475219630060937,{"$error":"#N/A"},2600,{"$error":"#N/A"},0.11616306493049328,0.08,0.93058570256853346,30,0.4777976227505914,0.63323993931808786,0,null,null,null,{"$error":"#N/A"},{"$error":"#VALUE!"},{"$error":"#VALUE!"},{"$error":"#N/A"},{"$error":"#VALUE!"},126.31187264972901]
[null,"Input parameters incomplete","Input parameters incomplete","Input parameters incomplete","Input parameters incomplete",70,2.7071941653329649E-2,1.0811270536432873,{"$error":"#N/A"},2600,{"$error":"#N/A"},0.11964159500257321,0.08,0.95726119081796024,30,0.43806828177105434,0.69339988649167694,0,null,null,null,{"$error":"#N/A"},{"$error":"#VALUE!"},{"$error":"#VALUE!"},{"$error":"#N/A"},{"$error":"#VALUE!"},176.67667806880962]
[null,"Input parameters incomplete","Input parameters incomplete","Input parameters incomplete","Input parameters incomplete",70,2.7203798936807168E-2,1.1162692789895352,{"$error":"#N/A"},2600,{"$error":"#N/A"},0.17423514105801824,0.08,0.93188033838709761,30,0.44521538307945008,0.70870518203518595,0,null,null,null,{"$error":"#N/A"},{"$error":"#VALUE!"},{"$error":"#VALUE!"},{"$error":"#N/A"},{"$error":"#VALUE!"},128.82970048727924]
[null,"Input parameters incomplete","Input parameters incomplete","Input parameters incomplete","Input parameters incomplete",70,6.2970837601573598E-2,1.0384345515741775,{"$error":"#N/A"},2600,{"$error":"#N/A"},0.16657183406246695,0.08,0.96317480535085587,30,0.45927279792901249,0.72723493618820201,0,null,null,null,{"$error":"#N/A"},{"$error":"#VALUE!"},{"$error":"#VALUE!"},{"$error":"#N/A"},{"$error":"#VALUE!"},282.82490944070059]
[null,"Input parameters incomplete","Input parameters incomplete","Input parameters incomplete","Input parameters incomplete",70,4.6846545953320898E-2,1.1531457073879108,{"$error":"#N/A"},2600,{"$error":"#N/A"},8.2717529629103351E-2,0.08,0.92284971808174832,30,0.40297610393263611,0.79291310267953419,0,null,null,null,{"$error":"#N/A"},{"$error":"#VALUE!"},{"$error":"#VALUE!"},{"$error":"#N/A"},{"$error":"#VALUE!"},272.88837954505635]
[null,"Input parameters incomplete","Input parameters incomplete","Input parameters incomplete","Input parameters incomplete",70,7.0084282294859565E-2,1.0456340343736379,{"$error":"#N/A"},2600,{"$error":"#N/A"},0.15065403391078935,0.08,0.93872635184388309,30,0.42427837192485046,0.68335311725880554,0,null,null,null,{"$error":"#N/A"},{"$error":"#VALUE!"},{"$error":"#VALUE!"},{"$error":"#N/A"},{"$error":"#VALUE!"},142.5121823538274]
[null,"Input parameters incomplete","Input parameters incomplete","Input parameters incomplete","Input parameters incomplete",70,9.5253351973724559E-2,1.1561688335807896,{"$error":"#N/A"},2600,{"$error":"#N/A"},0.18021278514465694,0.08,0.92918727869554574,30,0.46892301957299237,0.79019306230663522,0,null,null,null,{"$error":"#N/A"},{"$error":"#VALUE!"},{"$error":"#VALUE!"},{"$error":"#N/A"},{"$error":"#VALUE!"},162.12327146583621]
[null,"Input parameters incomplete","Input parameters incomplete","Input parameters incomplete","Input parameters incomplete",70,5.3414666449946732E-2,1.0372972498163713,{"$error":"#N/A"},2600,{"$error":"#N/A"},0.17962953436538998,0.08,0.95996029287955953,30,0.45047433860335728,0.61115578294587847,0,null,null,null,{"$error":"#N/A"},{"$error":"#VALUE!"},{"$error":"#VALUE!"},{"$error":"#N/A"},{"$error":"#VALUE!"},233.04918556373514]
[null,"Input parameters incomplete","Input parameters incomplete","Input parameters incomplete","Input parameters incomplete",70,8.8857264860573909E-2,1.0284620411559815,{"$error":"#N/A"},2600,{"$error":"#N/A"},0.16042890623892397,0.08,0.97605797353355994,30,0.4656219375533317,0.68350639345811148,0,null,null,null,{"$error":"#N/A"},{"$error":"#VALUE!"},{"$error":"#VALUE!"},{"$error":"#N/A"},{"$error":"#VALUE!"},125.89714185298953]
[null,"Input parameters incomplete","Input parameters incomplete","Input parameters incomplete","Input parameters incomplete",70,4.8933791964834709E-2,1.0594017783872411,{"$error":"#N/A"},2600,{"$error":"#N/A"},0.12870558933368598,0.08,0.97581596363465417,30,0.46521135220874621,0.63687733938281843,0,null,null,null,{"$error":"#N/A"},{"$error":"#VALUE!"},{"$error":"#VALUE!"},{"$error":"#N/A"},{"$error":"#VALUE!"},142.91724555674264]
[null,"Input parameters incomplete","Input parameters incomplete","Input parameters incomplete","Input parameters incomplete",70,3.4070475318961624E-2,1.0120163049553399,{"$error":"#N/A"},2600,{"$error":"#N/A"},0.16845124062204669,0.08,0.93648390168928453,30,0.42172326330215648,0.72689672038709296,0,null,null,null,{"$error":"#N/A"},{"$error":"#VALUE!"},{"$error":"#VALUE!"},{"$error":"#N/A"},{"$error":"#VALUE!"},209.191008658058]
[null,"Input parameters incomplete","Input parameters incomplete","Input parameters incomplete","Input parameters incomplete",70,7.9154155822749123E-2,1.1117807513723266,{"$error":"#N/A"},2600,{"$error":"#N/A"},0.17924327519417005,0.08,0.97184364297248582,30,0.48701732988407531,0.60378498005123316,0,null,null,null,{"$error":"#N/A"},{"$error":"#VALUE!"},{"$error":"#VALUE!"},{"$error":"#N/A"},{"$error":"#VALUE!"},126.34352401957641]
[null,"Input parameters incomplete","Input parameters incomplete","Input parameters incomplete","Input parameters incomplete",70,5.3259750370581747E-2,1.0234280263276572,{"$error":"#N/A"},2600,{"$error":"#N/A"},0.1478599963799101,0.08,0.95664109891443139,30,0.44725712714257049,0.62689619254239171,0,null,null,null,{"$error":"#N/A"},{"$error":"#VALUE!"},{"$error":"#VALUE!"},{"$error":"#N/A"},{"$error":"#VALUE!"},282.05334666054029]
[null,"Input parameters incomplete","Input parameters incomplete","Input parameters incomplete","Input parameters incomplete",70,7.8551682281923732E-2,1.1254390765906526,{"$error":"#N/A"},2600,{"$error":"#N/A"},0.19572241563227716,0.08,0.99297576982150859,30,0.48187766849448121,0.60407518688756956,0,null,null,null,{"$error":"#N/A"},{"$error":"#VALUE!"},{"$error":"#VALUE!"},{"$error":"#N/A"},{"$error":"#VALUE!"},132.77890708078098]
[null,"Input parameters incomplete","Input parameters incomplete","Input parameters incomplete","Input parameters incomplete",70,8.1843575495661527E-2,1.0558759373008397,{"$error":"#N/A"},2600,{"$error":"#N/A"},0.17106732917598527,0.08,0.97353464206655937,30,0.44218885463084934,0.73219256252475595,0,null,null,null,{"$error":"#N/A"},{"$error":"#VALUE!"},{"$error":"#VALUE!"},{"$error":"#N/A"},{"$error":"#VALUE!"},122.0475641463035]
[null,"Input parameters incomplete","Input parameters incomplete","Input parameters incomplete","Input parameters incomplete",70,9.6623220344452865E-2,1.0887102901725034,{"$error":"#N/A"},2600,{"$error":"#N/A"},9.9016370018677163E-2,0.08,0.94619660738596323,30,0.44676756986808241,0.61169986412113175,0,null,null,null,{"$error":"#N/A"},{"$error":"#VALUE!"},{"$error":"#VALUE!"},{"$error":"#N/A"},{"$error":"#VALUE!"},276.3421293984494]
[null,"Input parameters incomplete","Input parameters incomplete","Input parameters incomplete","Input parameters incomplete",70,7.6101626041355341E-2,1.1446463601999937,{"$error":"#N/A"},2600,{"$error":"#N/A"},0.16772890429267856,0.08,0.97175051146856073,30,0.43326700892752895,0.65359843043561605,0,null,null,null,{"$error":"#N/A"},{"$error":"#VALUE!"},{"$error":"#VALUE!"},{"$error":"#N/A"},{"$error":"#VALUE!"},157.57615900558713]
[null,"Input parameters incomplete","Input parameters incomplete","Input parameters incomplete","Input parameters incomplete",70,6.4793668599036736E-2,1.058203270350655,{"$error":"#N/A"},2600,{"$error":"#N/A"},0.10766191734334195,0.08,0.92848965247719928,30,0.40267863323436809,0.78668237516527739,0,null,null,null,{"$error":"#N/A"},{"$error":"#VALUE!"},{"$error":"#VALUE!"},{"$error":"#N/A"},{"$error":"#VALUE!"},279.5106600894141]
[null,"Input parameters incomplete","Input parameters incomplete","Input parameters incomplete","Input parameters incomplete",70,4.3325654217183568E-2,1.0960075111526488,{"$error":"#N/A"},2600,{"$error":"#N/A"},0.16050231897661832,0.08,0.9421763469323422,30,0.43299166068342343,0.72752932737795473,0,null,null,null,{"$error":"#N/A"},{"$error":"#VALUE!"},{"$error":"#VALUE!"},{"$error":"#N/A"},{"$error":"#VALUE!"},268.27659753930834]
[null,"Input parameters incomplete","Input parameters incomplete","Input parameters incomplete","Input parameters incomplete",70,4.6820940570961589E-2,1.0165559996190825,{"$error":"#N/A"},2600,{"$error":"#N/A"},0.12465892415374989,0.08,0.94048105218569966,30,0.4220831412360056,0.77598313719536438,0,null,null,null,{"$error":"#N/A"},{"$error":"#VALUE!"},{"$error":"#VALUE!"},{"$error":"#N/A"},{"$error":"#VALUE!"},266.78867084407148]
[null,"Input parameters incomplete","Input parameters incomplete","Input parameters incomplete","Input parameters incomplete",70,7.5640410599385366E-2,1.0225260360574238,{"$error":"#N/A"},2600,{"$error":"#N/A"},0.10965705422857622,0.08,0.94573572083621382,30,0.49180271817922055,0.63662548613923209,0,null,null,null,{"$error":"#N/A"},{"$error":"#VALUE!"},{"$error":"#VALUE!"},{"$error":"#N/A"},{"$error":"#VALUE!"},201.52096365804783]
[null,"Input parameters incomplete","Input parameters incomplete","Input parameters incomplete","Input parameters incomplete",70,6.2739590613017315E-2,1.0782240021583975,{"$error":"#N/A"},2600,{"$error":"#N/A"},0.12386122242476791,0.08,0.93875492940351557,30,0.44418465668476426,0.66654226550432683,0,null,null,null,{"$error":"#N/A"},{"$error":"#VALUE!"},{"$error":"#VALUE!"},{"$error":"#N/A"},{"$error":"#VALUE!"},136.40491422504209]
[null,"Input parameters incomplete","Input parameters incomplete","Input parameters incomplete","Input parameters incomplete",70,5.3074933433475351E-2,1.0746625838758013,{"$error":"#N/A"},2600,{"$error":"#N/A"},8.7008439017929762E-2,0.08,0.94263518290425119,30,0.48344024463682794,0.61534101612269343,0,null,null,null,{"$error":"#N/A"},{"$error":"#VALUE!"},{"$error":"#VALUE!"},{"$error":"#N/A"},{"$error":"#VALUE!"},186.65927007572074]
[null,"Input parameters incomplete","Input parameters incomplete","Input parameters incomplete","Input parameters incomplete",70,5.7510617156275069E-2,1.030096095560576,{"$error":"#N/A"},2600,{"$error":"#N/A"},0.110795024016884,0.08,0.94464291965614711,30,0.46560818344579946,0.6508149062404468,0,null,null,null,{"$error":"#N/A"},{"$error":"#VALUE!"},{"$error":"#VALUE!"},{"$error":"#N/A"},{"$error":"#VALUE!"},234.98183996617092]
[null,"Input parameters incomplete","Input parameters incomplete","Input parameters incomplete","Input parameters incomplete",70,5.1968187652349611E-2,1.1059310387881101,{"$error":"#N/A"},2600,{"$error":"#N/A"},0.15946471606554091,0.08,0.9511811384301021,30,0.49180677512904758,0.78014968153840225,0,null,null,null,{"$error":"#N/A"},{"$error":"#VALUE!"},{"$error":"#VALUE!"},{"$error":"#N/A"},{"$error":"#VALUE!"},173.37521956083387]
[null,"Input parameters incomplete","Input parameters incomplete","Input parameters incomplete","Input parameters incomplete",70,2.2111693792118414E-3,1.0638303694463174,{"$error":"#N/A"},2600,{"$error":"#N/A"},9.6763882695272321E-2,0.08,0.94797909048845541,30,0.47729954247384437,0.61449086248675566,0,null,null,null,{"$error":"#N/A"},{"$error":"#VALUE!"},{"$error":"#VALUE!"},{"$error":"#N/A"},{"$error":"#VALUE!"},167.83781289596084]
[null,"Input parameters incomplete","Input parameters incomplete","Input parameters incomplete","Input parameters incomplete",70,5.0564512168192841E-2,1.0362188126565415,{"$error":"#N/A"},2600,{"$error":"#N/A"},0.19944116560021796,0.08,0.95674588797106508,30,0.48894897869298587,0.78650366253804704,0,null,null,null,{"$error":"#N/A"},{"$error":"#VALUE!"},{"$error":"#VALUE!"},{"$error":"#N/A"},{"$error":"#VALUE!"},185.16620003978829]
[null,"Input parameters incomplete","Input parameters incomplete","Input parameters incomplete","Input parameters incomplete",70,8.0856363129895192E-2,1.0931987571081676,{"$error":"#N/A"},2600,{"$error":"#N/A"},0.19299789418228397,0.08,0.91063080796277163,30,0.48859415091651937,0.76094627714436258,0,null,null,null,{"$error":"#N/A"},{"$error":"#VALUE!"},{"$error":"#VALUE!"},{"$error":"#N/A"},{"$error":"#VALUE!"},113.91249699692823]
[null,"Input parameters incomplete","Input parameters incomplete","Input parameters incomplete","Input parameters incomplete",70,7.7317712384019438E-2,0.9962007500200506,{"$error":"#N/A"},2600,{"$error":"#N/A"},9.9487819372095526E-2,0.08,0.9535414500542897,30,0.47038761183675176,0.78914337037094884,0,null,null,null,{"$error":"#N/A"},{"$error":"#VALUE!"},{"$error":"#VALUE!"},{"$error":"#N/A"},{"$error":"#VALUE!"},268.78698510536861]
[null,"Input parameters incomplete","Input parameters incomplete","Input parameters incomplete","Input parameters incomplete",70,4.5762634292790136E-2,1.0532256671954205,{"$error":"#N/A"},2600,{"$error":"#N/A"},0.15072037255126658,0.08,0.96193242117114841,30,0.4739157873049214,0.70342083478545603,0,null,null,null,{"$error":"#N/A"},{"$error":"#VALUE!"},{"$error":"#VALUE!"},{"$error":"#N/A"},{"$error":"#VALUE!"},139.45155661134245]
[null,"Input parameters incomplete","Input parameters incomplete","Input parameters incomplete","Input parameters incomplete",70,5.1507262052215973E-2,1.1001819883734312,{"$error":"#N/A"},2600,{"$error":"#N/A"},0.15718952458819985,0.08,0.95458456765838096,30,0.41448414530274874,0.6712721148574663,0,null,null,null,{"$error":"#N/A"},{"$error":"#VALUE!"},{"$error":"#VALUE!"},{"$error":"#N/A"},{"$error":"#VALUE!"},237.44301939960002]
[null,"Input parameters incomplete","Input parameters incomplete","Input parameters incomplete","Input parameters incomplete",70,5.6602698916412682E-2,1.1177419752761693,{"$error":"#N/A"},2600,{"$error":"#N/A"},8.6853027961903112E-2,0.08,0.93641801828919247,30,0.47400659566201364,0.6653064775236146,0,null,null,null,{"$error":"#N/A"},{"$error":"#VALUE!"},{"$error":"#VALUE!"},{"$error":"#N/A"},{"$error":"#VALUE!"},127.77800623550866]
[null,"Input parameters incomplete","Input parameters incomplete","Input parameters incomplete","Input parameters incomplete",70,4.851800012190241E-2,1.109401675794764,{"$error":"#N/A"},2600,{"$error":"#N/A"},0.14840334941715505,0.08,0.94189367940862145,30,0.45660741292074825,0.62519651207425608,0,null,null,null,{"$error":"#N/A"},{"$error":"#VALUE!"},{"$error":"#VALUE!"},{"$error":"#N/A"},{"$error":"#VALUE!"},287.60852904155149]
[null,"Input parameters incomplete","Input parameters incomplete","Input parameters incomplete","Input parameters incomplete",70,6.0330187646642885E-2,0.99932017680841279,{"$error":"#N/A"},2600,{"$error":"#N/A"},9.7271365059793891E-2,0.08,0.94053844583791579,30,0.48766669472454799,0.75362392036714687,0,null,null,null,{"$error":"#N/A"},{"$error":"#VALUE!"},{"$error":"#VALUE!"},{"$error":"#N/A"},{"$error":"#VALUE!"},190.11190691549564]
[null,"Input parameters incomplete","Input parameters incomplete","Input parameters incomplete","Input parameters incomplete",70,0.11412079716144179,1.0988053673899976,{"$error":"#N/A"},2600,{"$error":"#N/A"},0.15010683929270577,0.08,0.9192387821989223,30,0.45332888095936064,0.62594684790714317,0,null,null,null,{"$error":"#N/A"},{"$error":"#VALUE!"},{"$error":"#VALUE!"},{"$error":"#N/A"},{"$error":"#VALUE!"},264.76984487805134]
[null,"Input parameters incomplete","Input parameters incomplete","Input parameters incomplete","Input parameters incomplete",70,4.9677054299478461E-2,1.1395753970821274,{"$error":"#N/A"},2600,{"$error":"#N/A"},0.17750041189772048,0.08,0.92066528689401161,30,0.4492434862313418,0.6578207100728124,0,null,null,null,{"$error":"#N/A"},{"$error":"#VALUE!"},{"$error":"#VALUE!"},{"$error":"#N/A"},{"$error":"#VALUE!"},222.29890321912154]
[null,"Input parameters incomplete","Input parameters incomplete","Input parameters incomplete","Input parameters incomplete",70,7.4868890574159686E-2,1.0922214765381311,{"$error":"#N/A"},2600,{"$error":"#N/A"},0.13665884996116887,0.08,0.96701135164262109,30,0.43915537540739691,0.61922358560389168,0,null,null,null,{"$error":"#N/A"},{"$error":"#VALUE!"},{"$error":"#VALUE!"},{"$error":"#N/A"},{"$error":"#VALUE!"},218.36520752793541]
[null,"Input parameters incomplete","Input parameters incomplete","Input parameters incomplete","Input parameters incomplete",70,3.7804897650497354E-2,1.0341914183994012,{"$error":"#N/A"},2600,{"$error":"#N/A"},0.18155172548905263,0.08,0.9646504868667235,30,0.40872447311749333,0.63145760002523699,0,null,null,null,{"$error":"#N/A"},{"$error":"#VALUE!"},{"$error":"#VALUE!"},{"$error":"#N/A"},{"$error":"#VALUE!"},178.79153274679359]
[null,"Input parameters incomplete","Input parameters incomplete","Input parameters incomplete","Input parameters incomplete",70,6.4792596462961011E-2,1.0698997394703031,{"$error":"#N/A"},2600,{"$error":"#N/A"},0.11408955912719303,0.08,0.95956665404963526,30,0.48529024524372288,0.66083212145946857,0,null,null,null,{"$error":"#N/A"},{"$error":"#VALUE!"},{"$error":"#VALUE!"},{"$error":"#N/A"},{"$error":"#VALUE!"},296.27081951750063]
[null,"Input parameters incomplete","Input parameters incomplete","Input parameters incomplete","Input parameters incomplete",70,6.1721324220053823E-2,1.0386670350457061,{"$error":"#N/A"},2600,{"$error":"#N/A"},0.16837926160355263,0.08,0.90496721567366101,30,0.4640330656836375,0.66383904859227294,0,null,null,null,{"$error":"#N/A"},{"$error":"#VALUE!"},{"$error":"#VALUE!"},{"$error":"#N/A"},{"$error":"#VALUE!"},263.44385772081409]
[null,"Input parameters incomplete","Input parameters incomplete","Input parameters incomplete","Input parameters incomplete",70,5.2673042360343078E-2,1.0760917378871198,{"$error":"#N/A"},2600,{"$error":"#N/A"},0.12651162821238277,0.08,0.9376443187446748,30,0.4645311793280657,0.60162495332536414,0,null,null,null,{"$error":"#N/A"},{"$error":"#VALUE!"},{"$error":"#VALUE!"},{"$error":"#N/A"},{"$error":"#VALUE!"},263.91483192295084]
[null,"Input parameters incomplete","Input parameters incomplete","Input parameters incomplete","Input parameters incomplete",70,7.772386025841807E-2,1.051055052735824,{"$error":"#N/A"},2600,{"$error":"#N/A"},0.13762027605513621,0.08,0.93744420420295216,30,0.44308064171196865,0.60792452407914555,0,null,null,null,{"$error":"#N/A"},{"$error":"#VALUE!"},{"$error":"#VALUE!"},{"$error":"#N/A"},{"$error":"#VALUE!"},203.11238087605832]
[null,"Input parameters incomplete","Input parameters incomplete","Input parameters incomplete","Input parameters incomplete",70,4.3295496480318996E-2,1.0564314462476694,{"$error":"#N/A"},2600,{"$error":"#N/A"},0.14466020442990674,0.08,0.94337218252517963,30,0.40378611975959883,0.63708011901230155,0,null,null,null,{"$error":"#N/A"},{"$error":"#VALUE!"},{"$error":"#VALUE!"},{"$error":"#N/A"},{"$error":"#VALUE!"},170.88417775263966]
[null,"Input parameters incomplete","Input parameters incomplete","Input parameters incomplete","Input parameters incomplete",70,5.98108167190472E-2,1.0359903313297476,{"$error":"#N/A"},2600,{"$error":"#N/A"},0.14935098156177223,0.08,0.93528448556154575,30,0.44672579019150965,0.71607823156185024,0,null,null,null,{"$error":"#N/A"},{"$error":"#VALUE!"},{"$error":"#VALUE!"},{"$error":"#N/A"},{"$error":"#VALUE!"},256.22559778632512]
[null,"Input parameters incomplete","Input parameters incomplete","Input parameters incomplete","Input parameters incomplete",70,7.4215796349953664E-2,1.0560555884211453,{"$error":"#N/A"},2600,{"$error":"#N/A"},0.17484434934549364,0.08,0.92965761746741227,30,0.48694143198413331,0.69390388593038199,0,null,null,null,{"$error":"#N/A"},{"$error":"#VALUE!"},{"$error":"#VALUE!"},{"$error":"#N/A"},{"$error":"#VALUE!"},237.05039130490113]
[null,"Input parameters incomplete","Input parameters incomplete","Input parameters incomplete","Input parameters incomplete",70,3.7917012678419154E-2,1.0275416014416012,{"$error":"#N/A"},2600,{"$error":"#N/A"},0.18226948824555553,0.08,0.95674299656186845,30,0.48899574631234061,0.79151348345122163,0,null,null,null,{"$error":"#N/A"},{"$error":"#VALUE!"},{"$error":"#VALUE!"},{"$error":"#N/A"},{"$error":"#VALUE!"},169.75154187559411]
[null,"Input parameters incomplete","Input parameters incomplete","Input parameters incomplete","Input parameters incomplete",70,5.1782028572749758E-2,1.0003955581563062,{"$error":"#N/A"},2600,{"$error":"#N/A"},0.19590705093091515,0.08,0.97591404392441616,30,0.4454122954853163,0.68289208966549475,0,null,null,null,{"$error":"#N/A"},{"$error":"#VALUE!"},{"$error":"#VALUE!"},{"$error":"#N/A"},{"$error":"#VALUE!"},146.07596186095989]
[null,"Input parameters incomplete","Input parameters incomplete","Input parameters incomplete","Input parameters incomplete",70,5.3897416611979734E-2,1.0210177539747418,{"$error":"#N/A"},2600,{"$error":"#N/A"},0.110809613102616,0.08,0.96036381342852306,30,0.41566901301132808,0.72392429841944361,0,null,null,null,{"$error":"#N/A"},{"$error":"#VALUE!"},{"$error":"#VALUE!"},{"$error":"#N/A"},{"$error":"#VALUE!"},223.90401798276633]
[null,"Input parameters incomplete","Input parameters incomplete","Input parameters incomplete","Input parameters incomplete",70,4.9606508271513194E-2,1.0495323464682886,{"$error":"#N/A"},2600,{"$error":"#N/A"},0.19179284658586701,0.08,0.95426749498958208,30,0.43375310410148626,0.73430976619607302,0,null,null,null,{"$error":"#N/A"},{"$error":"#VALUE!"},{"$error":"#VALUE!"},{"$error":"#N/A"},{"$error":"#VALUE!"},130.25366110541]
[null,"Input parameters incomplete","Input parameters incomplete","Input parameters incomplete","Input parameters incomplete",70,6.8953278790639755E-2,1.0230211062830858,{"$error":"#N/A"},2600,{"$error":"#N/A"},9.2952611296018395E-2,0.08,0.98842953106104725,30,0.44604232009642358,0.64083841311281731,0,null,null,null,{"$error":"#N/A"},{"$error":"#VALUE!"},{"$error":"#VALUE!"},{"$error":"#N/A"},{"$error":"#VALUE!"},194.07471379221246]
[null,"Input parameters incomplete","Input parameters incomplete","Input parameters incomplete","Input parameters incomplete",70,2.8222664385221134E-2,1.0863155081477063,{"$error":"#N/A"},2600,{"$error":"#N/A"},0.1377390680439543,0.08,0.93508977891510614,30,0.44739827733317328,0.72109577454790919,0,null,null,null,{"$error":"#N/A"},{"$error":"#VALUE!"},{"$error":"#VALUE!"},{"$error":"#N/A"},{"$error":"#VALUE!"},241.5650376467494]
[null,"Input parameters incomplete","Input parameters incomplete","Input parameters incomplete","Input parameters incomplete",70,4.1956091352630204E-2,1.0832004620667479,{"$error":"#N/A"},2600,{"$error":"#N/A"},0.19399747439052367,0.08,0.97360232938940328,30,0.48623126874152883,0.75997501163652803,0,null,null,null,{"$error":"#N/A"},{"$error":"#VALUE!"},{"$error":"#VALUE!"},{"$error":"#N/A"},{"$error":"#VALUE!"},164.56922895028296]
[null,"Input parameters incomplete","Input parameters incomplete","Input parameters incomplete","Input parameters incomplete",70,3.3772073050633761E-2,1.1009968353279069,{"$error":"#N/A"},2600,{"$error":"#N/A"},0.13008746930530679,0.08,0.94549322944027803,30,0.48886587255016606,0.67880784348691181,0,null,null,null,{"$error":"#N/A"},{"$error":"#VALUE!"},{"$error":"#VALUE!"},{"$error":"#N/A"},{"$error":"#VALUE!"},242.36135016153756]
[null,"Input parameters incomplete","Input parameters incomplete","Input parameters incomplete","Input parameters incomplete",70,5.7873109680879595E-2,0.99262347211680879,{"$error":"#N/A"},2600,{"$error":"#N/A"},0.15288648301760771,0.08,0.96917346671909121,30,0.46431870070142145,0.64085099117842736,0,null,null,null,{"$error":"#N/A"},{"$error":"#VALUE!"},{"$error":"#VALUE!"},{"$error":"#N/A"},{"$error":"#VALUE!"},154.955814958784]
[null,"Input parameters incomplete","Input parameters incomplete","Input parameters incomplete","Input parameters incomplete",70,6.6696063498273589E-2,1.0767472742710846,{"$error":"#N/A"},2600,{"$error":"#N/A"},0.17800908895725659,0.08,0.9231944755833007,30,0.40341352114726586,0.7956833878508931,0,null,null,null,{"$error":"#N/A"},{"$error":"#VALUE!"},{"$error":"#VALUE!"},{"$error":"#N/A"},{"$error":"#VALUE!"},160.20363657320181]
[null,"Input parameters incomplete","Input parameters incomplete","Input parameters incomplete","Input parameters incomplete",70,5.4076155886644044E-2,1.1020710777577849,{"$error":"#N/A"},2600,{"$error":"#N/A"},0.14863171126981259,0.08,0.93658492875836297,30,0.44104936404908529,0.66614152481932165,0,null,null,null,{"$error":"#N/A"},{"$error":"#VALUE!"},{"$error":"#VALUE!"},{"$error":"#N/A"},{"$error":"#VALUE!"},238.64771198397273]
[null,"Input parameters incomplete","Input parameters incomplete","Input parameters incomplete","Input parameters incomplete",70,5.6356641759747965E-2,0.98966179859241943,{"$error":"#N/A"},2600,{"$error":"#N/A"},0.18735207068468951,0.08,0.93312792949937462,30,0.43860839840283328,0.75789839790088676,0,null,null,null,{"$error":"#N/A"},{"$error":"#VALUE!"},{"$error":"#VALUE!"},{"$error":"#N/A"},{"$error":"#VALUE!"},238.43113672576231]
[null,"Input parameters incomplete","Input parameters incomplete","Input parameters incomplete","Input parameters incomplete",70,5.9671671435399587E-2,1.019200172222543,{"$error":"#N/A"},2600,{"$error":"#N/A"},0.16016623866719648,0.08,0.96049352935636856,30,0.45539513542476945,0.73732432599550868,0,null,null,null,{"$error":"#N/A"},{"$error":"#VALUE!"},{"$error":"#VALUE!"},{"$error":"#N/A"},{"$error":"#VALUE!"},286.21549563206406]
[null,"Input parameters incomplete","Input parameters incomplete","Input parameters incomplete","Input parameters incomplete",70,4.47438936759487E-2,1.0857464081260786,{"$error":"#N/A"},2600,{"$error":"#N/A"},0.17639785640157374,0.08,0.92256981870281596,30,0.40966006779297109,0.72337801751211706,0,null,null,null,{"$error":"#N/A"},{"$error":"#VALUE!"},{"$error":"#VALUE!"},{"$error":"#N/A"},{"$error":"#VALUE!"},233.26511661946031]
[null,"Input parameters incomplete","Input parameters incomplete","Input parameters incomplete","Input parameters incomplete",70,5.0041199771826951E-2,1.0547556147237669,{"$error":"#N/A"},2600,{"$error":"#N/A"},0.19977133945011122,0.08,0.96237292021777909,30,0.40773504306261976,0.64788076191570665,0,null,null,null,{"$error":"#N/A"},{"$error":"#VALUE!"},{"$error":"#VALUE!"},{"$error":"#N/A"},{"$error":"#VALUE!"},264.53417249307051]
[null,"Input parameters incomplete","Input parameters incomplete","Input parameters incomplete","Input parameters incomplete",70,2.1707668671843233E-2,1.0777315883302596,{"$error":"#N/A"},2600,{"$error":"#N/A"},0.17218299679312737,0.08,0.95002415283191732,30,0.4802997313712315,0.63810774640404289,0,null,null,null,{"$error":"#N/A"},{"$error":"#VALUE!"},{"$error":"#VALUE!"},{"$error":"#N/A"},{"$error":"#VALUE!"},238.10447870300374]
[null,"Input parameters incomplete","Input parameters incomplete","Input parameters incomplete","Input parameters incomplete",70,4.4319913394874635E-2,1.0796496201337198,{"$error":"#N/A"},2600,{"$error":"#N/A"},0.17274135495423176,0.08,0.95806173188687016,30,0.42901794311256952,0.69323217234401902,0,null,null,null,{"$error":"#N/A"},{"$error":"#VALUE!"},{"$error":"#VALUE!"},{"$error":"#N/A"},{"$error":"#VALUE!"},288.19123404816099]
[null,"Input parameters incomplete","Input parameters incomplete","Input parameters incomplete","Input parameters incomplete",70,6.6623296362023812E-2,1.0811543595333049,{"$error":"#N/A"},2600,{"$error":"#N/A"},0.190811681351339,0.08,0.97939165948922502,30,0.46777946225965683,0.75075587242723496,0,null,null,null,{"$error":"#N/A"},{"$error":"#VALUE!"},{"$error":"#VALUE!"},{"$error":"#N/A"},{"$error":"#VALUE!"},203.96631263436092]
[null,"Input parameters incomplete","Input parameters incomplete","Input parameters incomplete","Input parameters incomplete",70,6.9112585843902077E-2,1.0357210443676346,{"$error":"#N/A"},2600,{"$error":"#N/A"},0.18129210903029469,0.08,0.96063099524076057,30,0.49839543043924539,0.78031985954771199,0,null,null,null,{"$error":"#N/A"},{"$error":"#VALUE!"},{"$error":"#VALUE!"},{"$error":"#N/A"},{"$error":"#VALUE!"},159.13300243995008]
[null,"Input parameters incomplete","Input parameters incomplete","Input parameters incomplete","Input parameters incomplete",70,0.11013868467891139,1.1017509159814745,{"$error":"#N/A"},2600,{"$error":"#N/A"},9.7362027102240456E-2,0.08,0.95917189184191853,30,0.42871594730149287,0.60564478195122795,0,null,null,null,{"$error":"#N/A"},{"$error":"#VALUE!"},{"$error":"#VALUE!"},{"$error":"#N/A"},{"$error":"#VALUE!"},277.23970403324245]
[null,"Input parameters incomplete","Input parameters incomplete","Input parameters incomplete","Input parameters incomplete",70,5.3853968218386464E-2,0.99314408359798978,{"$error":"#N/A"},2600,{"$error":"#N/A"},0.17219978434306055,0.08,0.92749798857965071,30,0.41276435847332454,0.61308759984481898,0,null,null,null,{"$error":"#N/A"},{"$error":"#VALUE!"},{"$error":"#VALUE!"},{"$error":"#N/A"},{"$error":"#VALUE!"},245.01066787897619]
[null,"Input parameters incomplete","Input parameters incomplete","Input parameters incomplete","Input parameters incomplete",70,7.240979227950621E-2,1.1152256828957476,{"$error":"#N/A"},2600,{"$error":"#N/A"},8.1333008634060913E-2,0.08,0.94957519068869711,30,0.43880999538281734,0.66972710286676673,0,null,null,null,{"$error":"#N/A"},{"$error":"#VALUE!"},{"$error":"#VALUE!"},{"$error":"#N/A"},{"$error":"#VALUE!"},300.80589986780086]
[null,"Input parameters incomplete","Input parameters incomplete","Input parameters incomplete","Input parameters incomplete",70,4.679277850083418E-2,1.0005956374696641,{"$error":"#N/A"},2600,{"$error":"#N/A"},0.12618893657334562,0.08,0.94609748500729818,30,0.44293660030957693,0.67097072699292182,0,null,null,null,{"$error":"#N/A"},{"$error":"#VALUE!"},{"$error":"#VALUE!"},{"$error":"#N/A"},{"$error":"#VALUE!"},228.01536859739818]
[null,"Input parameters incomplete","Input parameters incomplete","Input parameters incomplete","Input parameters incomplete",70,7.7725558394592928E-2,1.0566588730900339,{"$error":"#N/A"},2600,{"$error":"#N/A"},0.17535312263636194,0.08,0.97990797848984035,30,0.44118762226693725,0.6497159770834271,0,null,null,null,{"$error":"#N/A"},{"$error":"#VALUE!"},{"$error":"#VALUE!"},{"$error":"#N/A"},{"$error":"#VALUE!"},177.17936702333122]
[null,"Input parameters incomplete","Input parameters incomplete","Input parameters incomplete","Input parameters incomplete",70,5.8513276387670225E-2,1.0840092339336005,{"$error":"#N/A"},2600,{"$error":"#N/A"},0.12174936877281027,0.08,0.94505290185295254,30,0.42571186274991812,0.78028458501915809,0,null,null,null,{"$error":"#N/A"},{"$error":"#VALUE!"},{"$error":"#VALUE!"},{"$error":"#N/A"},{"$error":"#VALUE!"},234.21595550641186]
[null,"Input parameters incomplete","Input parameters incomplete","Input parameters incomplete","Input parameters incomplete",70,2.6358368045586798E-2,1.0391818311764829,{"$error":"#N/A"},2600,{"$error":"#N/A"},0.17215737298697617,0.08,0.96196153193360723,30,0.40550003430883003,0.77381621838348891,0,null,null,null,{"$error":"#N/A"},{"$error":"#VALUE!"},{"$error":"#VALUE!"},{"$error":"#N/A"},{"$error":"#VALUE!"},216.76347419519539]
[null,"Input parameters incomplete","Input parameters incomplete","Input parameters incomplete","Input parameters incomplete",70,6.8747348372997716E-2,1.160871638831964,{"$error":"#N/A"},2600,{"$error":"#N/A"},0.11399631242657844,0.08,0.97527309646681837,30,0.43256305624468822,0.70650688902221581,0,null,null,null,{"$error":"#N/A"},{"$error":"#VALUE!"},{"$error":"#VALUE!"},{"$error":"#N/A"},{"$error":"#VALUE!"},165.70045897111962]
[null,"Input parameters incomplete","Input parameters incomplete","Input parameters incomplete","Input parameters incomplete",70,5.2380930768410369E-2,1.0426563957982835,{"$error":"#N/A"},2600,{"$error":"#N/A"},0.17592773104312665,0.08,0.95966971963544745,30,0.44333274572905501,0.61065414207718394,0,null,null,null,{"$error":"#N/A"},{"$error":"#VALUE!"},{"$error":"#VALUE!"},{"$error":"#N/A"},{"$error":"#VALUE!"},224.21332887655663]
[null,"Input parameters incomplete","Input parameters incomplete","Input parameters incomplete","Input parameters incomplete",70,6.7321570210360449E-2,1.0750071853700878,{"$error":"#N/A"},2600,{"$error":"#N/A"},0.11800118516770766,0.08,0.95009768099392344,30,0.45183391364519865,0.67869220933774388,0,null,null,null,{"$error":"#N/A"},{"$error":"#VALUE!"},{"$error":"#VALUE!"},{"$error":"#N/A"},{"$error":"#VALUE!"},135.84930854054289]
[null,"Input parameters incomplete","Input parameters incomplete","Input parameters incomplete","Input parameters incomplete",70,7.5000342579123677E-2,1.0774483961538646,{"$error":"#N/A"},2600,{"$error":"#N/A"},0.11491143311901515,0.08,0.96645656560227733,30,0.47180383413292015,0.78675752055521964,0,null,null,null,{"$error":"#N/A"},{"$error":"#VALUE!"},{"$error":"#VALUE!"},{"$error":"#N/A"},{"$error":"#VALUE!"},245.94045491648015]
[null,"Input parameters incomplete","Input parameters incomplete","Input parameters incomplete","Input parameters incomplete",70,5.7711711811731105E-2,1.1089052792418892,{"$error":"#N/A"},2600,{"$error":"#N/A"},0.19279127488156728,0.08,0.95371372231149554,30,0.4389152064920499,0.68858902587699733,0,null,null,null,{"$error":"#N/A"},{"$error":"#VALUE!"},{"$error":"#VALUE!"},{"$error":"#N/A"},{"$error":"#VALUE!"},162.04744723380989]
[null,"Input parameters incomplete","Input parameters incomplete","Input parameters incomplete","Input parameters incomplete",70,5.0820394202053532E-2,1.0684651703087078,{"$error":"#N/A"},2600,{"$error":"#N/A"},0.11541426962628437,0.08,0.9297996282927784,30,0.4556869543303308,0.74751160140919937,0,null,null,null,{"$error":"#N/A"},{"$error":"#VALUE!"},{"$error":"#VALUE!"},{"$error":"#N/A"},{"$error":"#VALUE!"},229.28743346540753]
[null,"Input parameters incomplete","Input parameters incomplete","Input parameters incomplete","Input parameters incomplete",70,5.5896294129867408E-2,1.0503675396461336,{"$error":"#N/A"},2600,{"$error":"#N/A"},0.11896795966837266,0.08,0.95774098154474541,30,0.40592983957161022,0.61630614440848663,0,null,null,null,{"$error":"#N/A"},{"$error":"#VALUE!"},{"$error":"#VALUE!"},{"$error":"#N/A"},{"$error":"#VALUE!"},231.06203414204739]
[null,"Input parameters incomplete","Input parameters incomplete","Input parameters incomplete","Input parameters incomplete",70,8.3791424814502705E-2,0.99348599378350955,{"$error":"#N/A"},2600,{"$error":"#N/A"},0.12975291097635747,0.08,0.9665420651059019,30,0.49554361173437883,0.61288529487220389,0,null,null,null,{"$error":"#N/A"},{"$error":"#VALUE!"},{"$error":"#VALUE!"},{"$error":"#N/A"},{"$error":"#VALUE!"},273.44826385315542]
[null,"Input parameters incomplete","Input parameters incomplete","Input parameters incomplete","Input parameters incomplete",70,3.039474180290495E-2,0.98346964815233073,{"$error":"#N/A"},2600,{"$error":"#N/A"},0.12962705587806042,0.08,0.94859378510748515,30,0.49335897734509476,0.6273822303122778,0,null,null,null,{"$error":"#N/A"},{"$error":"#VALUE!"},{"$error":"#VALUE!"},{"$error":"#N/A"},{"$error":"#VALUE!"},182.09434083920232]
[null,"Input parameters incomplete","Input parameters incomplete","Input parameters incomplete","Input parameters incomplete",70,2.0954518826933714E-2,1.0685525349681517,{"$error":"#N/A"},2600,{"$error":"#N/A"},9.0316892213157973E-2,0.08,0.94297504529134157,30,0.44969624833971267,0.71997719462285026,0,null,null,null,{"$error":"#N/A"},{"$error":"#VALUE!"},{"$error":"#VALUE!"},{"$error":"#N/A"},{"$error":"#VALUE!"},195.103370451937]
[null,"Input parameters incomplete","Input parameters incomplete","Input parameters incomplete","Input parameters incomplete",70,7.7162245459993506E-2,1.1188800200197553,{"$error":"#N/A"},2600,{"$error":"#N/A"},9.0795741806219826E-2,0.08,0.93909070809582662,30,0.42120938212185183,0.73813662443237393,0,null,null,null,{"$error":"#N/A"},{"$error":"#VALUE!"},{"$error":"#VALUE!"},{"$error":"#N/A"},{"$error":"#VALUE!"},156.82007534221233]
[null,"Input parameters incomplete","Input parameters incomplete","Input parameters incomplete","Input parameters incomplete",70,3.6756524776950072E-2,1.0417694279960592,{"$error":"#N/A"},2600,{"$error":"#N/A"},0.12454883792341909,0.08,0.94496708017844411,30,0.42281367295622579,0.75772884606507185,0,null,null,null,{"$error":"#N/A"},{"$error":"#VALUE!"},{"$error":"#VALUE!"},{"$error":"#N/A"},{"$error":"#VALUE!"},276.02082061627573]
[null,"Input parameters incomplete","Input parameters incomplete","Input parameters incomplete","Input parameters incomplete",70,4.7651027168666496E-2,1.1059740330369572,{"$error":"#N/A"},2600,{"$error":"#N/A"},0.12390372331641876,0.08,0.90803080055512164,30,0.41597381715547654,0.79243873253168484,0,null,null,null,{"$error":"#N/A"},{"$error":"#VALUE!"},{"$error":"#VALUE!"},{"$error":"#N/A"},{"$error":"#VALUE!"},139.73351192177114]
[null,"Input parameters incomplete","Input parameters incomplete","Input parameters incomplete","Input parameters incomplete",70,4.1800745431962612E-2,1.0256053869939454,{"$error":"#N/A"},2600,{"$error":"#N/A"},0.18866752777098994,0.08,0.95342498582641511,30,0.4879654340433548,0.66713324741302837,0,null,null,null,{"$error":"#N/A"},{"$error":"#VALUE!"},{"$error":"#VALUE!"},{"$error":"#N/A"},{"$error":"#VALUE!"},214.78565619049292]
[null,"Input parameters incomplete","Input parameters incomplete","Input parameters incomplete","Input parameters incomplete",70,6.6732087140330992E-2,1.0616756397736986,{"$error":"#N/A"},2600,{"$error":"#N/A"},0.15755639624632137,0.08,0.96963823282508288,30,0.4704656771380813,0.64270771531563942,0,null,null,null,{"$error":"#N/A"},{"$error":"#VALUE!"},{"$error":"#VALUE!"},{"$error":"#N/A"},{"$error":"#VALUE!"},237.68728825354867]
[null,"Input parameters incomplete","Input parameters incomplete","Input parameters incomplete","Input parameters incomplete",70,2.9694269749483998E-2,1.0831122387900034,{"$error":"#N/A"},2600,{"$error":"#N/A"},0.16453496341950463,0.08,0.98537134957588124,30,0.49187670469209066,0.75897035926729539,0,null,null,null,{"$error":"#N/A"},{"$error":"#VALUE!"},{"$error":"#VALUE!"},{"$error":"#N/A"},{"$error":"#VALUE!"},272.46265329888848]
[null,"Input parameters incomplete","Input parameters incomplete","Input parameters incomplete","Input parameters incomplete",70,5.0843364054405565E-2,1.0790090076876535,{"$error":"#N/A"},2600,{"$error":"#N/A"},0.17049265043249048,0.08,0.96580794579426954,30,0.4825678306344795,0.67158727163649268,0,null,null,null,{"$error":"#N/A"},{"$error":"#VALUE!"},{"$error":"#VALUE!"},{"$error":"#N/A"},{"$error":"#VALUE!"},169.98570777178705]
[null,"Input parameters incomplete","Input parameters incomplete","Input parameters incomplete","Input parameters incomplete",70,5.1888505867300719E-2,0.97743504977006856,{"$error":"#N/A"},2600,{"$error":"#N/A"},0.17511248461684586,0.08,0.95485578029644336,30,0.44743319112671803,0.74150918260906029,0,null,null,null,{"$error":"#N/A"},{"$error":"#VALUE!"},{"$error":"#VALUE!"},{"$error":"#N/A"},{"$error":"#VALUE!"},173.91165503874674]
[null,"Input parameters incomplete","Input parameters incomplete","Input parameters incomplete","Input parameters incomplete",70,5.5957190619137509E-2,0.99495869623855848,{"$error":"#N/A"},2600,{"$error":"#N/A"},0.18822148442671885,0.08,0.95516234964459312,30,0.43498689212136743,0.63572248969293577,0,null,null,null,{"$error":"#N/A"},{"$error":"#VALUE!"},{"$error":"#VALUE!"},{"$error":"#N/A"},{"$error":"#VALUE!"},298.71567858040999]
[null,"Input parameters incomplete","Input parameters incomplete","Input parameters incomplete","Input parameters incomplete",70,7.9116910444213595E-2,1.0135599645648143,{"$error":"#N/A"},2600,{"$error":"#N/A"},0.13961068368081614,0.08,0.9594663947687202,30,0.48274498792620912,0.68590527556488867,0,null,null,null,{"$error":"#N/A"},{"$error":"#VALUE!"},{"$error":"#VALUE!"},{"$error":"#N/A"},{"$error":"#VALUE!"},226.54344910189849]
[null,"Input parameters incomplete","Input parameters incomplete","Input parameters incomplete","Input parameters incomplete",70,6.4166929886489157E-2,1.1152165702735857,{"$error":"#N/A"},2600,{"$error":"#N/A"},0.16175164091941122,0.08,0.95311239868706321,30,0.41401748986784015,0.67401538489386248,0,null,null,null,{"$error":"#N/A"},{"$error":"#VALUE!"},{"$error":"#VALUE!"},{"$error":"#N/A"},{"$error":"#VALUE!"},232.42843126525193]
[null,"Input parameters incomplete","Input parameters incomplete","Input parameters incomplete","Input parameters incomplete",70,6.1549521505427779E-2,1.0389558482255197,{"$error":"#N/A"},2600,{"$error":"#N/A"},9.6464704088306347E-2,0.08,0.92255194156006337,30,0.4413532930613655,0.77234708592362966,0,null,null,null,{"$error":"#N/A"},{"$error":"#VALUE!"},{"$error":"#VALUE!"},{"$error":"#N/A"},{"$error":"#VALUE!"},253.95133189604891]
[null,"Input parameters incomplete","Input parameters incomplete","Input parameters incomplete","Input parameters incomplete",70,5.052052556736799E-2,0.99773492783520101,{"$error":"#N/A"},2600,{"$error":"#N/A"},0.1179069953097705,0.08,0.96595168525333863,30,0.43467560138901717,0.74482488303493599,0,null,null,null,{"$error":"#N/A"},{"$error":"#VALUE!"},{"$error":"#VALUE!"},{"$error":"#N/A"},{"$error":"#VALUE!"},265.26432617755944]
[null,"Input parameters incomplete","Input parameters incomplete","Input parameters incomplete","Input parameters incomplete",70,6.5285528577955471E-2,1.0150580781867491,{"$error":"#N/A"},2600,{"$error":"#N/A"},0.12051748582808494,0.08,0.98138375110315246,30,0.47246382971086909,0.64272372397759059,0,null,null,null,{"$error":"#N/A"},{"$error":"#VALUE!"},{"$error":"#VALUE!"},{"$error":"#N/A"},{"$error":"#VALUE!"},123.25353312374844]
[null,"Input parameters incomplete","Input parameters incomplete","Input parameters incomplete","Input parameters incomplete",70,5.8541868311902459E-2,1.0385622731774431,{"$error":"#N/A"},2600,{"$error":"#N/A"},8.6690181366784677E-2,0.08,0.98657696069714429,30,0.44215824584596192,0.72064995754299632,0,null,null,null,{"$error":"#N/A"},{"$error":"#VALUE!"},{"$error":"#VALUE!"},{"$error":"#N/A"},{"$error":"#VALUE!"},166.73122644964084]
[null,"Input parameters incomplete","Input parameters incomplete","Input parameters incomplete","Input parameters incomplete",70,7.9139814109113082E-2,1.0277454430092337,{"$error":"#N/A"},2600,{"$error":"#N/A"},0.18629990679066,0.08,0.93956689899181833,30,0.458190000399125,0.62437529649658052,0,null,null,null,{"$error":"#N/A"},{"$error":"#VALUE!"},{"$error":"#VALUE!"},{"$error":"#N/A"},{"$error":"#VALUE!"},190.87629568267414]
[null,"Input parameters incomplete","Input parameters incomplete","Input parameters incomplete","Input parameters incomplete",70,6.9495582772827261E-2,1.0611429419100746,{"$error":"#N/A"},2600,{"$error":"#N/A"},0.1082390190371435,0.08,0.9497748019848602,30,0.41050086891394671,0.67602295069380036,0,null,null,null,{"$error":"#N/A"},{"$error":"#VALUE!"},{"$error":"#VALUE!"},{"$error":"#N/A"},{"$error":"#VALUE!"},225.12447047119082]
[null,"Input parameters incomplete","Input parameters incomplete","Input parameters incomplete","Input parameters incomplete",70,7.5138645970155571E-2,1.0964220034949212,{"$error":"#N/A"},2600,{"$error":"#N/A"},8.6945332150276916E-2,0.08,0.99314348684953258,30,0.40986652590111183,0.76563947112427966,0,null,null,null,{"$error":"#N/A"},{"$error":"#VALUE!"},{"$error":"#VALUE!"},{"$error":"#N/A"},{"$error":"#VALUE!"},256.28013384708703]
[null,"Input parameters incomplete","Input parameters incomplete","Input parameters incomplete","Input parameters incomplete",70,4.7587241314908602E-2,1.0525993860035796,{"$error":"#N/A"},2600,{"$error":"#N/A"},0.18534184678999888,0.08,0.94237120946728747,30,0.45981402829482393,0.7581882795588778,0,null,null,null,{"$error":"#N/A"},{"$error":"#VALUE!"},{"$error":"#VALUE!"},{"$error":"#N/A"},{"$error":"#VALUE!"},252.33282439257482]
[null,"Input parameters incomplete","Input parameters incomplete","Input parameters incomplete","Input parameters incomplete",70,7.153502811654873E-2,1.1097819579257746,{"$error":"#N/A"},2600,{"$error":"#N/A"},0.10497616681720177,0.08,0.92900667389021752,30,0.48850891425848858,0.72981405360001905,0,null,null,null,{"$error":"#N/A"},{"$error":"#VALUE!"},{"$error":"#VALUE!"},{"$error":"#N/A"},{"$error":"#VALUE!"},130.46460543731101]
[null,"Input parameters incomplete","Input parameters incomplete","Input parameters incomplete","Input parameters incomplete",70,5.4476301160155678E-2,1.0270845708494858,{"$error":"#N/A"},2600,{"$error":"#N/A"},0.14439053447325695,0.08,0.94810914436880833,30,0.41346188547409507,0.64288658697323731,0,null,null,null,{"$error":"#N/A"},{"$error":"#VALUE!"},{"$error":"#VALUE!"},{"$error":"#N/A"},{"$error":"#VALUE!"},260.91728623649294]
[null,"Input parameters incomplete","Input parameters incomplete","Input parameters incomplete","Input parameters incomplete",70,6.2954659715523262E-2,1.1005033208806767,{"$error":"#N/A"},2600,{"$error":"#N/A"},9.3171431350728945E-2,0.08,0.97231984380606784,30,0.44324643320530382,0.68521865774091284,0,null,null,null,{"$error":"#N/A"},{"$error":"#VALUE!"},{"$error":"#VALUE!"},{"$error":"#N/A"},{"$error":"#VALUE!"},175.14379179811766]
[null,"Input parameters incomplete","Input parameters incomplete","Input parameters incomplete","Input parameters incomplete",70,5.6556561550100068E-2,1.1027985997644061,{"$error":"#N/A"},2600,{"$error":"#N/A"},0.14589090252216352,0.08,0.96765279630804324,30,0.42763926952835135,0.60088196725682386,0,null,null,null,{"$error":"#N/A"},{"$error":"#VALUE!"},{"$error":"#VALUE!"},{"$error":"#N/A"},{"$error":"#VALUE!"},219.57416627288464]
[null,"Input parameters incomplete","Input parameters incomplete","Input parameters incomplete","Input parameters incomplete",70,6.6318959496351484E-2,1.0767511093098481,{"$error":"#N/A"},2600,{"$error":"#N/A"},0.10145801608648333,0.08,0.94649756672659147,30,0.46834114934994403,0.70830873992808763,0,null,null,null,{"$error":"#N/A"},{"$error":"#VALUE!"},{"$error":"#VALUE!"},{"$error":"#N/A"},{"$error":"#VALUE!"},274.27621502029461]
[null,"Input parameters incomplete","Input parameters incomplete","Input parameters incomplete","Input parameters incomplete",70,5.9696995232370327E-2,1.0812727349323477,{"$error":"#N/A"},2600,{"$error":"#N/A"},8.7672006838549588E-2,0.08,0.93767312289554894,30,0.49489227221746274,0.7624757763047626,0,null,null,null,{"$error":"#N/A"},{"$error":"#VALUE!"},{"$error":"#VALUE!"},{"$error":"#N/A"},{"$error":"#VALUE!"},309.98329998847834]
[null,"Input parameters incomplete","Input parameters incomplete","Input parameters incomplete","Input parameters incomplete",70,6.0019030352119251E-2,1.067855205239447,{"$error":"#N/A"},2600,{"$error":"#N/A"},0.1488159564987791,0.08,0.92939708019741529,30,0.40222843916979056,0.67945612386904775,0,null,null,null,{"$error":"#N/A"},{"$error":"#VALUE!"},{"$error":"#VALUE!"},{"$error":"#N/A"},{"$error":"#VALUE!"},134.92254186775318]
[null,"Input parameters incomplete","Input parameters incomplete","Input parameters incomplete","Input parameters incomplete",70,1.6375923866192001E-2,1.0398417725851383,{"$error":"#N/A"},2600,{"$error":"#N/A"},0.16582604862004421,0.08,0.93290410702326565,30,0.43699153285015141,0.70096513350018763,0,null,null,null,{"$error":"#N/A"},{"$error":"#VALUE!"},{"$error":"#VALUE!"},{"$error":"#N/A"},{"$error":"#VALUE!"},203.10427694190378]
[null,"Input parameters incomplete","Input parameters incomplete","Input parameters incomplete","Input parameters incomplete",70,6.0723230832697803E-2,1.0836456586540657,{"$error":"#N/A"},2600,{"$error":"#N/A"},8.8367724257932434E-2,0.08,0.93729317914383448,30,0.44382253627623114,0.74744427655403656,0,null,null,null,{"$error":"#N/A"},{"$error":"#VALUE!"},{"$error":"#VALUE!"},{"$error":"#N/A"},{"$error":"#VALUE!"},147.31154718786348]
[null,"Input parameters incomplete","Input parameters incomplete","Input parameters incomplete","Input parameters incomplete",70,2.5045767587511855E-2,1.0691798727746251,{"$error":"#N/A"},2600,{"$error":"#N/A"},0.16764685391940526,0.08,0.92959551587242628,30,0.44201113539161085,0.66002554632626831,0,null,null,null,{"$error":"#N/A"},{"$error":"#VALUE!"},{"$error":"#VALUE!"},{"$error":"#N/A"},{"$error":"#VALUE!"},255.34931299568282]
[null,"Input parameters incomplete","Input parameters incomplete","Input parameters incomplete","Input parameters incomplete",70,2.131145808643032E-2,1.111079482520497,{"$error":"#N/A"},2600,{"$error":"#N/A"},0.12834692321551827,0.08,0.96980927231146896,30,0.41702639153754739,0.75826682453166672,0,null,null,null,{"$error":"#N/A"},{"$error":"#VALUE!"},{"$error":"#VALUE!"},{"$error":"#N/A"},{"$error":"#VALUE!"},175.45723997991141]
[null,"Input parameters incomplete","Input parameters incomplete","Input parameters incomplete","Input parameters incomplete",70,5.1908860104609336E-2,1.0828956902638649,{"$error":"#N/A"},2600,{"$error":"#N/A"},9.1187487587110747E-2,0.08,0.91107194667117708,30,0.45710928862451561,0.7111639283870681,0,null,null,null,{"$error":"#N/A"},{"$error":"#VALUE!"},{"$error":"#VALUE!"},{"$error":"#N/A"},{"$error":"#VALUE!"},113.81625905087478]
[null,"Input parameters incomplete","Input parameters incomplete","Input parameters incomplete","Input parameters incomplete",70,7.6155344073730452E-2,1.049740653127043,{"$error":"#N/A"},2600,{"$error":"#N/A"},0.17193770375575784,0.08,0.96957174493488241,30,0.45554984832161932,0.60818818381508144,0,null,null,null,{"$error":"#N/A"},{"$error":"#VALUE!"},{"$error":"#VALUE!"},{"$error":"#N/A"},{"$error":"#VALUE!"},135.66391552434629]
[null,"Input parameters incomplete","Input parameters incomplete","Input parameters incomplete","Input parameters incomplete",70,1.9456357017462705E-2,1.0281464854811471,{"$error":"#N/A"},2600,{"$error":"#N/A"},9.9294194334205665E-2,0.08,0.93994389010773438,30,0.4939982733053947,0.62664854033186013,0,null,null,null,{"$error":"#N/A"},{"$error":"#VALUE!"},{"$error":"#VALUE!"},{"$error":"#N/A"},{"$error":"#VALUE!"},185.399187391488]
[null,"Input parameters incomplete","Input parameters incomplete","Input parameters incomplete","Input parameters incomplete",70,5.2756164807875684E-2,1.0176585475436213,{"$error":"#N/A"},2600,{"$error":"#N/A"},0.13152153016445406,0.08,0.94550827361250556,30,0.41941519523766069,0.71675987522863682,0,null,null,null,{"$error":"#N/A"},{"$error":"#VALUE!"},{"$error":"#VALUE!"},{"$error":"#N/A"},{"$error":"#VALUE!"},259.29918436537514]
[null,"Input parameters incomplete","Input parameters incomplete","Input parameters incomplete","Input parameters incomplete",70,0.10745437808508207,1.1212581787227882,{"$error":"#N/A"},2600,{"$error":"#N/A"},0.19766262750555286,0.08,0.93342427443852749,30,0.45190144224323731,0.70373760941331343,0,null,null,null,{"$error":"#N/A"},{"$error":"#VALUE!"},{"$error":"#VALUE!"},{"$error":"#N/A"},{"$error":"#VALUE!"},145.35653460226661]
[null,"Input parameters incomplete","Input parameters incomplete","Input parameters incomplete","Input parameters incomplete",70,7.5915416834813856E-2,1.0341177445713685,{"$error":"#N/A"},2600,{"$error":"#N/A"},0.13382955805539476,0.08,0.93458072649296553,30,0.41749959147159538,0.63170807854902389,0,null,null,null,{"$error":"#N/A"},{"$error":"#VALUE!"},{"$error":"#VALUE!"},{"$error":"#N/A"},{"$error":"#VALUE!"},125.57753056216139]
[null,"Input parameters incomplete","Input parameters incomplete","Input parameters incomplete","Input parameters incomplete",70,6.4317626343248183E-2,1.0917010744000377,{"$error":"#N/A"},2600,{"$error":"#N/A"},0.15507357332556149,0.08,0.97229221523236653,30,0.47746067285449556,0.71167636190324179,0,null,null,null,{"$error":"#N/A"},{"$error":"#VALUE!"},{"$error":"#VALUE!"},{"$error":"#N/A"},{"$error":"#VALUE!"},132.30509281308974]
[null,"Input parameters incomplete","Input parameters incomplete","Input parameters incomplete","Input parameters incomplete",70,6.9403329578694661E-2,1.0991479854682165,{"$error":"#N/A"},2600,{"$error":"#N/A"},0.16278676598861022,0.08,0.9479313971157648,30,0.46815662888932025,0.71069253641062036,0,null,null,null,{"$error":"#N/A"},{"$error":"#VALUE!"},{"$error":"#VALUE!"},{"$error":"#N/A"},{"$error":"#VALUE!"},191.66838250149425]
[null,"Input parameters incomplete","Input parameters incomplete","Input parameters incomplete","Input parameters incomplete",70,6.717312785398552E-2,1.1494296791139302,{"$error":"#N/A"},2600,{"$error":"#N/A"},0.16657346592915157,0.08,0.97317579768809404,30,0.48126060607680865,0.67511765020203229,0,null,null,null,{"$error":"#N/A"},{"$error":"#VALUE!"},{"$error":"#VALUE!"},{"$error":"#N/A"},{"$error":"#VALUE!"},208.61629752598802]
[null,"Input parameters incomplete","Input parameters incomplete","Input parameters incomplete","Input parameters incomplete",70,5.0736083814188399E-2,1.1411949937069592,{"$error":"#N/A"},2600,{"$error":"#N/A"},8.7144960894300807E-2,0.08,0.93394599324013394,30,0.43931479740648777,0.60264941271815098,0,null,null,null,{"$error":"#N/A"},{"$error":"#VALUE!"},{"$error":"#VALUE!"},{"$error":"#N/A"},{"$error":"#VALUE!"},145.58912973152221]
[null,"Input parameters incomplete","Input parameters incomplete","Input parameters incomplete","Input parameters incomplete",70,7.1482354498184145E-2,1.1228703124124417,{"$error":"#N/A"},2600,{"$error":"#N/A"},0.19250280893562421,0.08,0.97247607215575071,30,0.43789046886763983,0.60472836182089906,0,null,null,null,{"$error":"#N/A"},{"$error":"#VALUE!"},{"$error":"#VALUE!"},{"$error":"#N/A"},{"$error":"#VALUE!"},287.18869619449396]
[null,"Input parameters incomplete","Input parameters incomplete","Input parameters incomplete","Input parameters incomplete",70,1.2020308157230132E-2,1.0865930076820196,{"$error":"#N/A"},2600,{"$error":"#N/A"},0.10024437762561815,0.08,0.9213369443249414,30,0.44125439478971495,0.67837232847418072,0,null,null,null,{"$error":"#N/A"},{"$error":"#VALUE!"},{"$error":"#VALUE!"},{"$error":"#N/A"},{"$error":"#VALUE!"},212.59230416052671]
[null,"Input parameters incomplete","Input parameters incomplete","Input parameters incomplete","Input parameters incomplete",70,3.4897409604473795E-2,1.0558738523948106,{"$error":"#N/A"},2600,{"$error":"#N/A"},0.12082288674529056,0.08,0.95164466261629355,30,0.45981384787865714,0.74063858099699098,0,null,null,null,{"$error":"#N/A"},{"$error":"#VALUE!"},{"$error":"#VALUE!"},{"$error":"#N/A"},{"$error":"#VALUE!"},218.0507487398194]
[null,"Input parameters incomplete","Input parameters incomplete","Input parameters incomplete","Input parameters incomplete",70,5.1981387014611066E-2,1.1036869211065299,{"$error":"#N/A"},2600,{"$error":"#N/A"},0.13232391598494841,0.08,0.94960634967375357,30,0.40224358517495229,0.78547519041124569,0,null,null,null,{"$error":"#N/A"},{"$error":"#VALUE!"},{"$error":"#VALUE!"},{"$error":"#N/A"},{"$error":"#VALUE!"},172.69161302371404]
[null,"Input parameters incomplete","Input parameters incomplete","Input parameters incomplete","Input parameters incomplete",70,8.358947802082535E-2,1.0589431566686764,{"$error":"#N/A"},2600,{"$error":"#N/A"},0.19083866452346582,0.08,0.93980880920691401,30,0.4358137100010317,0.65300737117881102,0,null,null,null,{"$error":"#N/A"},{"$error":"#VALUE!"},{"$error":"#VALUE!"},{"$error":"#N/A"},{"$error":"#VALUE!"},204.48374745724414]
[null,"Input parameters incomplete","Input parameters incomplete","Input parameters incomplete","Input parameters incomplete",70,6.2145271133868522E-2,1.0902025183467328,{"$error":"#N/A"},2600,{"$error":"#N/A"},0.12448185899367928,0.08,0.94516614827378076,30,0.43838197612828916,0.60273476271027382,0,null,null,null,{"$error":"#N/A"},{"$error":"#VALUE!"},{"$error":"#VALUE!"},{"$error":"#N/A"},{"$error":"#VALUE!"},277.45894899110982]
[null,"Input parameters incomplete","Input parameters incomplete","Input parameters incomplete","Input parameters incomplete",70,6.8905902750821216E-2,1.105460420985112,{"$error":"#N/A"},2600,{"$error":"#N/A"},0.1090410462622742,0.08,0.96442318758332912,30,0.47276968770238381,0.67041893951182208,0,null,null,null,{"$error":"#N/A"},{"$error":"#VALUE!"},{"$error":"#VALUE!"},{"$error":"#N/A"},{"$error":"#VALUE!"},146.62158901493075]
[null,"Input parameters incomplete","Input parameters incomplete","Input parameters incomplete","Input parameters incomplete",70,1.0744880560003382E-2,1.0915548607618886,{"$error":"#N/A"},2600,{"$error":"#N/A"},0.15246893707503989,0.08,0.93118055380598519,30,0.45000375619399241,0.70995630788559394,0,null,null,null,{"$error":"#N/A"},{"$error":"#VALUE!"},{"$error":"#VALUE!"},{"$error":"#N/A"},{"$error":"#VALUE!"},164.08546593738504]
[null,"Input parameters incomplete","Input parameters incomplete","Input parameters incomplete","Input parameters incomplete",70,9.5289582823600269E-2,1.0286663626878121,{"$error":"#N/A"},2600,{"$error":"#N/A"},0.12177501625095077,0.08,0.92767668625400579,30,0.43138330607886599,0.74003434121201916,0,null,null,null,{"$error":"#N/A"},{"$error":"#VALUE!"},{"$error":"#VALUE!"},{"$error":"#N/A"},{"$error":"#VALUE!"},251.41133682660731]
[null,"Input parameters incomplete","Input parameters incomplete","Input parameters incomplete","Input parameters incomplete",70,7.5682374646432696E-2,1.0140307449870116,{"$error":"#N/A"},2600,{"$error":"#N/A"},0.10797332721923578,0.08,0.97150129053416145,30,0.46706076683997566,0.65425524040566285,0,null,null,null,{"$error":"#N/A"},{"$error":"#VALUE!"},{"$error":"#VALUE!"},{"$error":"#N/A"},{"$error":"#VALUE!"},140.25481682452343]
[null,"Input parameters incomplete","Input parameters incomplete","Input parameters incomplete","Input parameters incomplete",70,7.1384620598645712E-2,1.0661470195392717,{"$error":"#N/A"},2600,{"$error":"#N/A"},0.1508291739740002,0.08,0.96191704375713749,30,0.47286281328659369,0.77254900091567136,0,null,null,null,{"$error":"#N/A"},{"$error":"#VALUE!"},{"$error":"#VALUE!"},{"$error":"#N/A"},{"$error":"#VALUE!"},199.31232903167387]
[null,"Input parameters incomplete","Input parameters incomplete","Input parameters incomplete","Input parameters incomplete",70,7.2916525713613456E-2,1.1114979330346118,{"$error":"#N/A"},2600,{"$error":"#N/A"},0.13018256893639663,0.08,0.93851708463806738,30,0.42491270885815047,0.74713209949320358,0,null,null,null,{"$error":"#N/A"},{"$error":"#VALUE!"},{"$error":"#VALUE!"},{"$error":"#N/A"},{"$error":"#VALUE!"},118.08827765940403]
[null,"Input parameters incomplete","Input parameters incomplete","Input parameters incomplete","Input parameters incomplete",70,5.9006696890349597E-2,1.0687223310760936,{"$error":"#N/A"},2600,{"$error":"#N/A"},8.3527516781442643E-2,0.08,0.97575446376213848,30,0.41771077731994188,0.72984489475694869,0,null,null,null,{"$error":"#N/A"},{"$error":"#VALUE!"},{"$error":"#VALUE!"},{"$error":"#N/A"},{"$error":"#VALUE!"},114.72889270248847]
[null,"Input parameters incomplete","Input parameters incomplete","Input parameters incomplete","Input parameters incomplete",70,9.5134187261836339E-2,1.0450464584483059,{"$error":"#N/A"},2600,{"$error":"#N/A"},9.8783427628040765E-2,0.08,0.94665136226483526,30,0.4929661383771945,0.77582130870147314,0,null,null,null,{"$error":"#N/A"},{"$error":"#VALUE!"},{"$error":"#VALUE!"},{"$error":"#N/A"},{"$error":"#VALUE!"},130.51915685508726]
[null,"Input parameters incomplete","Input parameters incomplete","Input parameters incomplete","Input parameters incomplete",70,8.0409740225785981E-2,1.1217320019689236,{"$error":"#N/A"},2600,{"$error":"#N/A"},0.14860360907091899,0.08,0.92427105645373897,30,0.4508116865147343,0.75425451423688161,0,null,null,null,{"$error":"#N/A"},{"$error":"#VALUE!"},{"$error":"#VALUE!"},{"$error":"#N/A"},{"$error":"#VALUE!"},170.70284026767783]
[null,"Input parameters incomplete","Input parameters incomplete","Input parameters incomplete","Input parameters incomplete",70,9.1836126422708941E-2,1.0396975934812889,{"$error":"#N/A"},2600,{"$error":"#N/A"},0.1346476440298266,0.08,0.91537157797842483,30,0.43430228340573873,0.7286105830072066,0,null,null,null,{"$error":"#N/A"},{"$error":"#VALUE!"},{"$error":"#VALUE!"},{"$error":"#N/A"},{"$error":"#VALUE!"},135.82421277430967]
[null,"Input parameters incomplete","Input parameters incomplete","Input parameters incomplete","Input parameters incomplete",70,4.797023926784999E-2,1.0778206703771245,{"$error":"#N/A"},2600,{"$error":"#N/A"},0.10018490709778477,0.08,0.93235596013249156,30,0.46741063476335959,0.7745825697774027,0,null,null,null,{"$error":"#N/A"},{"$error":"#VALUE!"},{"$error":"#VALUE!"},{"$error":"#N/A"},{"$error":"#VALUE!"},283.07841890533706]
[null,"Input parameters incomplete","Input parameters incomplete","Input parameters incomplete","Input parameters incomplete",70,6.4617871633242355E-2,1.1122137325367161,{"$error":"#N/A"},2600,{"$error":"#N/A"},9.9815705501734575E-2,0.08,0.94464291932830169,30,0.42181281355710087,0.78065522734329129,0,null,null,null,{"$error":"#N/A"},{"$error":"#VALUE!"},{"$error":"#VALUE!"},{"$error":"#N/A"},{"$error":"#VALUE!"},136.60136796578814]
[null,"Input parameters incomplete","Input parameters incomplete","Input parameters incomplete","Input parameters incomplete",70,4.7526344074619135E-2,1.036664474037623,{"$error":"#N/A"},2600,{"$error":"#N/A"},0.13879846580323252,0.08,0.98760440606773847,30,0.47262428612189267,0.77771157300793581,0,null,null,null,{"$error":"#N/A"},{"$error":"#VALUE!"},{"$error":"#VALUE!"},{"$error":"#N/A"},{"$error":"#VALUE!"},263.65320560433332]
[null,"Input parameters incomplete","Input parameters incomplete","Input parameters incomplete","Input parameters incomplete",70,5.7998105864849811E-2,1.0525996937380597,{"$error":"#N/A"},2600,{"$error":"#N/A"},8.8020058383139893E-2,0.08,0.96606105237683471,30,0.43467321546475679,0.79433603774207173,0,null,null,null,{"$error":"#N/A"},{"$error":"#VALUE!"},{"$error":"#VALUE!"},{"$error":"#N/A"},{"$error":"#VALUE!"},252.66943394155118]
[null,"Input parameters incomplete","Input parameters incomplete","Input parameters incomplete","Input parameters incomplete",70,9.9316010269529409E-2,1.0527853816376029,{"$error":"#N/A"},2600,{"$error":"#N/A"},0.10432522084497223,0.08,0.94209630880780915,30,0.44694630269455077,0.61835896803755597,0,null,null,null,{"$error":"#N/A"},{"$error":"#VALUE!"},{"$error":"#VALUE!"},{"$error":"#N/A"},{"$error":"#VALUE!"},264.97498937699828]
[null,"Input parameters incomplete","Input parameters incomplete","Input parameters incomplete","Input parameters incomplete",70,7.7092542406969042E-2,1.1204161986336842,{"$error":"#N/A"},2600,{"$error":"#N/A"},0.14137555906220292,0.08,0.93504017379928195,30,0.45871332055528097,0.65013316896167872,0,null,null,null,{"$error":"#N/A"},{"$error":"#VALUE!"},{"$error":"#VALUE!"},{"$error":"#N/A"},{"$error":"#VALUE!"},254.77688163656637]
[null,"Input parameters incomplete","Input parameters incomplete","Input parameters incomplete","Input parameters incomplete",70,5.067705037960659E-2,1.0915133197123028,{"$error":"#N/A"},2600,{"$error":"#N/A"},0.11866277892535407,0.08,0.94150571753869261,30,0.44678587516869206,0.76914569297001545,0,null,null,null,{"$error":"#N/A"},{"$error":"#VALUE!"},{"$error":"#VALUE!"},{"$error":"#N/A"},{"$error":"#VALUE!"},264.24865231024131]
[null,"Input parameters incomplete","Input parameters incomplete","Input parameters incomplete","Input parameters incomplete",70,7.0730194906152635E-2,1.0626393881986482,{"$error":"#N/A"},2600,{"$error":"#N/A"},0.19224407290417866,0.08,0.95256544388842046,30,0.49918357922554724,0.62291565780461511,0,null,null,null,{"$error":"#N/A"},{"$error":"#VALUE!"},{"$error":"#VALUE!"},{"$error":"#N/A"},{"$error":"#VALUE!"},149.12558486953893]
[null,"Input parameters incomplete","Input parameters incomplete","Input parameters incomplete","Input parameters incomplete",70,3.7858064007513445E-2,1.0802642557659476,{"$error":"#N/A"},2600,{"$error":"#N/A"},0.14239765609014343,0.08,0.97281844389214367,30,0.48452706956750158,0.64260181373413006,0,null,null,null,{"$error":"#N/A"},{"$error":"#VALUE!"},{"$error":"#VALUE!"},{"$error":"#N/A"},{"$error":"#VALUE!"},210.53478942376807]
[null,"Input parameters incomplete","Input parameters incomplete","Input parameters incomplete","Input parameters incomplete",70,7.8680926872383095E-2,1.1447357573796562,{"$error":"#N/A"},2600,{"$error":"#N/A"},0.19427008911070553,0.08,0.9733963066272775,30,0.43948554021773356,0.74750780068183575,0,null,null,null,{"$error":"#N/A"},{"$error":"#VALUE!"},{"$error":"#VALUE!"},{"$error":"#N/A"},{"$error":"#VALUE!"},209.72292722425274]
[null,"Input parameters incomplete","Input parameters incomplete","Input parameters incomplete","Input parameters incomplete",70,6.6496470966633775E-2,1.1119931701752044,{"$error":"#N/A"},2600,{"$error":"#N/A"},0.1152721668263452,0.08,0.9500330425115231,30,0.41455624864552382,0.69049138667002719,0,null,null,null,{"$error":"#N/A"},{"$error":"#VALUE!"},{"$error":"#VALUE!"},{"$error":"#N/A"},{"$error":"#VALUE!"},132.01347801462248]
[null,"Input parameters incomplete","Input parameters incomplete","Input parameters incomplete","Input parameters incomplete",70,7.1491654045158518E-2,1.1097737543823696,{"$error":"#N/A"},2600,{"$error":"#N/A"},0.19136759311095258,0.08,0.95909245524254139,30,0.41444366149350392,0.77362770130888714,0,null,null,null,{"$error":"#N/A"},{"$error":"#VALUE!"},{"$error":"#VALUE!"},{"$error":"#N/A"},{"$error":"#VALUE!"},189.42954546496318]
[null,"Input parameters incomplete","Input parameters incomplete","Input parameters incomplete","Input parameters incomplete",70,6.5570883866994306E-2,1.042517735680125,{"$error":"#N/A"},2600,{"$error":"#N/A"},9.9916159927179088E-2,0.08,0.98065627862605875,30,0.4851046280214143,0.7177503324322263,0,null,null,null,{"$error":"#N/A"},{"$error":"#VALUE!"},{"$error":"#VALUE!"},{"$error":"#N/A"},{"$error":"#VALUE!"},144.23894822124851]
[null,"Input parameters incomplete","Input parameters incomplete","Input parameters incomplete","Input parameters incomplete",70,6.536440680569755E-2,1.0434694998988576,{"$error":"#N/A"},2600,{"$error":"#N/A"},0.11204301856834489,0.08,0.98577836545159758,30,0.43400615944805732,0.66943762371052307,0,null,null,null,{"$error":"#N/A"},{"$error":"#VALUE!"},{"$error":"#VALUE!"},{"$error":"#N/A"},{"$error":"#VALUE!"},101.48407062625428]
[null,"Input parameters incomplete","Input parameters incomplete","Input parameters incomplete","Input parameters incomplete",70,6.4572633318008749E-2,1.0595723991525865,{"$error":"#N/A"},2600,{"$error":"#N/A"},0.14745491736350305,0.08,0.93711513055024576,30,0.48982504421838935,0.63010656676411236,0,null,null,null,{"$error":"#N/A"},{"$error":"#VALUE!"},{"$error":"#VALUE!"},{"$error":"#N/A"},{"$error":"#VALUE!"},162.32318817366743]
[null,"Input parameters incomplete","Input parameters incomplete","Input parameters incomplete","Input parameters incomplete",70,7.1270997905618277E-2,1.1366884219160418,{"$error":"#N/A"},2600,{"$error":"#N/A"},8.2754482991018938E-2,0.08,0.92281598320824321,30,0.43508507971635108,0.68261719018192302,0,null,null,null,{"$error":"#N/A"},{"$error":"#VALUE!"},{"$error":"#VALUE!"},{"$error":"#N/A"},{"$error":"#VALUE!"},131.23109757695241]
[null,"Input parameters incomplete","Input parameters incomplete","Input parameters incomplete","Input parameters incomplete",70,4.2988617219219566E-2,0.9948718213198412,{"$error":"#N/A"},2600,{"$error":"#N/A"},0.19551026971825308,0.08,0.95070757415304907,30,0.42085771665195409,0.66661757729629867,0,null,null,null,{"$error":"#N/A"},{"$error":"#VALUE!"},{"$error":"#VALUE!"},{"$error":"#N/A"},{"$error":"#VALUE!"},298.27894905914502]
[null,"Input parameters incomplete","Input parameters incomplete","Input parameters incomplete","Input parameters incomplete",70,5.2341643605767742E-2,1.0723409307848368,{"$error":"#N/A"},2600,{"$error":"#N/A"},0.1402920086768997,0.08,0.93743859267548957,30,0.40073076119638834,0.68122418238595783,0,null,null,null,{"$error":"#N/A"},{"$error":"#VALUE!"},{"$error":"#VALUE!"},{"$error":"#N/A"},{"$error":"#VALUE!"},259.56527326277921]
[null,"Input parameters incomplete","Input parameters incomplete","Input parameters incomplete","Input parameters incomplete",70,5.7568508701353716E-2,1.1068439965804537,{"$error":"#N/A"},2600,{"$error":"#N/A"},0.14022317514780233,0.08,0.92565597682337764,30,0.41466380197976893,0.69012345895004656,0,null,null,null,{"$error":"#N/A"},{"$error":"#VALUE!"},{"$error":"#VALUE!"},{"$error":"#N/A"},{"$error":"#VALUE!"},253.82343649467418]
[null,"Input parameters incomplete","Input parameters incomplete","Input parameters incomplete","Input parameters incomplete",70,7.1667365156910204E-2,1.0308312622433602,{"$error":"#N/A"},2600,{"$error":"#N/A"},0.12993531793761895,0.08,0.95139670116228992,30,0.44312896039770716,0.75443376941327089,0,null,null,null,{"$error":"#N/A"},{"$error":"#VALUE!"},{"$error":"#VALUE!"},{"$error":"#N/A"},{"$error":"#VALUE!"},282.34644663919357]
[null,"Input parameters incomplete","Input parameters incomplete","Input parameters incomplete","Input parameters incomplete",70,3.0894561723404962E-2,1.0153501683164199,{"$error":"#N/A"},2600,{"$error":"#N/A"},0.15985964381691178,0.08,0.92324683914553829,30,0.43871888846853602,0.70710458341145155,0,null,null,null,{"$error":"#N/A"},{"$error":"#VALUE!"},{"$error":"#VALUE!"},{"$error":"#N/A"},{"$error":"#VALUE!"},217.05188745903544]
[null,"Input parameters incomplete","Input parameters incomplete","Input parameters incomplete","Input parameters incomplete",70,5.7161631609536141E-2,1.089937836514443,{"$error":"#N/A"},2600,{"$error":"#N/A"},0.1246917883567899,0.08,0.95677077317304293,30,0.47856583711657219,0.7805320361595085,0,null,null,null,{"$error":"#N/A"},{"$error":"#VALUE!"},{"$error":"#VALUE!"},{"$error":"#N/A"},{"$error":"#VALUE!"},236.44425482739277]
[null,"Input parameters incomplete","Input parameters incomplete","Input parameters incomplete","Input parameters incomplete",70,6.0995481654789983E-2,1.0547426030084606,{"$error":"#N/A"},2600,{"$error":"#N/A"},0.16017691857967775,0.08,0.94512440562095257,30,0.46923581922136459,0.75467901846639596,0,null,null,null,{"$error":"#N/A"},{"$error":"#VALUE!"},{"$error":"#VALUE!"},{"$error":"#N/A"},{"$error":"#VALUE!"},181.73091034263541]
[null,"Input parameters incomplete","Input parameters incomplete","Input parameters incomplete","Input parameters incomplete",70,4.3753117551176654E-2,0.9954949175928397,{"$error":"#N/A"},2600,{"$error":"#N/A"},0.17752784218672896,0.08,0.95060322248699369,30,0.4876288932506222,0.70525473280578943,0,null,null,null,{"$error":"#N/A"},{"$error":"#VALUE!"},{"$error":"#VALUE!"},{"$error":"#N/A"},{"$error":"#VALUE!"},162.95203174703877]
[null,"Input parameters incomplete","Input parameters incomplete","Input parameters incomplete","Input parameters incomplete",70,2.9418660908858068E-2,1.0882333492928682,{"$error":"#N/A"},2600,{"$error":"#N/A"},0.19952467465746004,0.08,0.94659028738458195,30,0.42414626152576956,0.76208743617340691,0,null,null,null,{"$error":"#N/A"},{"$error":"#VALUE!"},{"$error":"#VALUE!"},{"$error":"#N/A"},{"$error":"#VALUE!"},170.79952983966626]
[null,"Input parameters incomplete","Input parameters incomplete","Input parameters incomplete","Input parameters incomplete",70,8.3090272513526769E-2,1.1075823306064323,{"$error":"#N/A"},2600,{"$error":"#N/A"},0.15823835897584237,0.08,0.95337944244411643,30,0.47410368799844865,0.63095906352120024,0,null,null,null,{"$error":"#N/A"},{"$error":"#VALUE!"},{"$error":"#VALUE!"},{"$error":"#N/A"},{"$error":"#VALUE!"},187.63584981819372]
[null,"Input parameters incomplete","Input parameters incomplete","Input parameters incomplete","Input parameters incomplete",70,5.4588638376223325E-2,1.1207403034615393,{"$error":"#N/A"},2600,{"$error":"#N/A"},0.11397390032085752,0.08,0.91983658316203409,30,0.44657868239873605,0.7467086363333505,0,null,null,null,{"$error":"#N/A"},{"$error":"#VALUE!"},{"$error":"#VALUE!"},{"$error":"#N/A"},{"$error":"#VALUE!"},156.94570657424782]
[null,"Input parameters incomplete","Input parameters incomplete","Input parameters incomplete","Input parameters incomplete",70,7.3025039821185925E-2,1.1382131681214442,{"$error":"#N/A"},2600,{"$error":"#N/A"},0.12818942370650591,0.08,0.92614796123028065,30,0.44741166930047915,0.71401235758598469,0,null,null,null,{"$error":"#N/A"},{"$error":"#VALUE!"},{"$error":"#VALUE!"},{"$error":"#N/A"},{"$error":"#VALUE!"},133.94033840965793]
[null,"Input parameters incomplete","Input parameters incomplete","Input parameters incomplete","Input parameters incomplete",70,4.5469268824577525E-2,1.0981153117964757,{"$error":"#N/A"},2600,{"$error":"#N/A"},9.6113365124332995E-2,0.08,0.93111939068371552,30,0.48877259299128106,0.70366398721518353,0,null,null,null,{"$error":"#N/A"},{"$error":"#VALUE!"},{"$error":"#VALUE!"},{"$error":"#N/A"},{"$error":"#VALUE!"},128.0334496643049]
[null,"Input parameters incomplete","Input parameters incomplete","Input parameters incomplete","Input parameters incomplete",70,6.1369348185043172E-2,1.1298433527952123,{"$error":"#N/A"},2600,{"$error":"#N/A"},0.11453974605770659,0.08,0.95343615581522001,30,0.49317517988739684,0.63561049062635244,0,null,null,null,{"$error":"#N/A"},{"$error":"#VALUE!"},{"$error":"#VALUE!"},{"$error":"#N/A"},{"$error":"#VALUE!"},233.86309993122413]
[null,"Input parameters incomplete","Input parameters incomplete","Input parameters incomplete","Input parameters incomplete",70,6.6719504725017309E-2,0.99761712706685157,{"$error":"#N/A"},2600,{"$error":"#N/A"},0.15374459634869897,0.08,0.92801679617888189,30,0.41211321358608716,0.79796448538687659,0,null,null,null,{"$error":"#N/A"},{"$error":"#VALUE!"},{"$error":"#VALUE!"},{"$error":"#N/A"},{"$error":"#VALUE!"},267.32341784300399]
[null,"Input parameters incomplete","Input parameters incomplete","Input parameters incomplete","Input parameters incomplete",70,5.3637427489551553E-2,1.0806827489726005,{"$error":"#N/A"},2600,{"$error":"#N/A"},8.9434927176228196E-2,0.08,0.9083070340135595,30,0.42671297200625646,0.62897571671076258,0,null,null,null,{"$error":"#N/A"},{"$error":"#VALUE!"},{"$error":"#VALUE!"},{"$error":"#N/A"},{"$error":"#VALUE!"},122.90341231688051]
[null,"Input parameters incomplete","Input parameters incomplete","Input parameters incomplete","Input parameters incomplete",70,7.1367983926889478E-2,1.0107343700270144,{"$error":"#N/A"},2600,{"$error":"#N/A"},0.10400746980467834,0.08,0.97082613530119988,30,0.40199931849385362,0.71192748027499775,0,null,null,null,{"$error":"#N/A"},{"$error":"#VALUE!"},{"$error":"#VALUE!"},{"$error":"#N/A"},{"$error":"#VALUE!"},245.70777798447619]
[null,"Input parameters incomplete","Input parameters incomplete","Input parameters incomplete","Input parameters incomplete",70,6.4039750239453824E-2,1.0177290932951575,{"$error":"#N/A"},2600,{"$error":"#N/A"},0.16692106228147946,0.08,0.96544094356835675,30,0.4934850678311602,0.71244385234456487,0,null,null,null,{"$error":"#N/A"},{"$error":"#VALUE!"},{"$error":"#VALUE!"},{"$error":"#N/A"},{"$error":"#VALUE!"},122.80917234338386]
[null,"Input parameters incomplete","Input parameters incomplete","Input parameters incomplete","Input parameters incomplete",70,7.5959180407653773E-2,1.0289218833753138,{"$error":"#N/A"},2600,{"$error":"#N/A"},9.6782889059714161E-2,0.08,0.94826689880744686,30,0.45855898431996789,0.76438138868716654,0,null,null,null,{"$error":"#N/A"},{"$error":"#VALUE!"},{"$error":"#VALUE!"},{"$error":"#N/A"},{"$error":"#VALUE!"},161.92715373841096]
[null,"Input parameters incomplete","Input parameters incomplete","Input parameters incomplete","Input parameters incomplete",70,6.4656489084643998E-2,1.0245298355915233,{"$error":"#N/A"},2600,{"$error":"#N/A"},9.0343241235478461E-2,0.08,0.90841443956176882,30,0.42913088298363578,0.69316464117351195,0,null,null,null,{"$error":"#N/A"},{"$error":"#VALUE!"},{"$error":"#VALUE!"},{"$error":"#N/A"},{"$error":"#VALUE!"},221.8269026984872]
[null,"Input parameters incomplete","Input parameters incomplete","Input parameters incomplete","Input parameters incomplete",70,7.5576301806335178E-2,1.1076208417752,{"$error":"#N/A"},2600,{"$error":"#N/A"},0.16170061306181527,0.08,0.96356928852881563,30,0.41153682960712296,0.74709270525317772,0,null,null,null,{"$error":"#N/A"},{"$error":"#VALUE!"},{"$error":"#VALUE!"},{"$error":"#N/A"},{"$error":"#VALUE!"},188.21455590068345]
[null,"Input parameters incomplete","Input parameters incomplete","Input parameters incomplete","Input parameters incomplete",70,6.8491151631793173E-2,1.0267072671941684,{"$error":"#N/A"},2600,{"$error":"#N/A"},0.12803746021884538,0.08,0.9249389220186286,30,0.45424666786891982,0.66353772593613181,0,null,null,null,{"$error":"#N/A"},{"$error":"#VALUE!"},{"$error":"#VALUE!"},{"$error":"#N/A"},{"$error":"#VALUE!"},265.06193092244814]
[null,"Input parameters incomplete","Input parameters incomplete","Input parameters incomplete","Input parameters incomplete",70,9.9833349096012325E-2,1.1509261902013044,{"$error":"#N/A"},2600,{"$error":"#N/A"},0.16829814836674084,0.08,0.97801886543731109,30,0.44309616525242468,0.77924385956060993,0,null,null,null,{"$error":"#N/A"},{"$error":"#VALUE!"},{"$error":"#VALUE!"},{"$error":"#N/A"},{"$error":"#VALUE!"},293.85300583447497]
[null,"Input parameters incomplete","Input parameters incomplete","Input parameters incomplete","Input parameters incomplete",70,9.6182042553324215E-2,1.0264876665854854,{"$error":"#N/A"},2600,{"$error":"#N/A"},0.14283181929081767,0.08,0.93918385182323794,30,0.45999366304613692,0.7260651285815054,0,null,null,null,{"$error":"#N/A"},{"$error":"#VALUE!"},{"$error":"#VALUE!"},{"$error":"#N/A"},{"$error":"#VALUE!"},116.58477158243926]
[null,"Input parameters incomplete","Input parameters incomplete","Input parameters incomplete","Input parameters incomplete",70,5.4400549247929045E-2,1.1140844446999212,{"$error":"#N/A"},2600,{"$error":"#N/A"},0.10893725386542388,0.08,0.90561265398572066,30,0.41790721836515432,0.74982702647770516,0,null,null,null,{"$error":"#N/A"},{"$error":"#VALUE!"},{"$error":"#VALUE!"},{"$error":"#N/A"},{"$error":"#VALUE!"},110.58507430588902]
[null,"Input parameters incomplete","Input parameters incomplete","Input parameters incomplete","Input parameters incomplete",70,5.3750198502330329E-2,1.102635874700808,{"$error":"#N/A"},2600,{"$error":"#N/A"},0.11175359416562211,0.08,0.93456911921943164,30,0.41712082324567412,0.65734094760622874,0,null,null,null,{"$error":"#N/A"},{"$error":"#VALUE!"},{"$error":"#VALUE!"},{"$error":"#N/A"},{"$error":"#VALUE!"},146.28282905731018]
[null,"Input parameters incomplete","Input parameters incomplete","Input parameters incomplete","Input parameters incomplete",70,9.1887043767546361E-2,1.0508311649592506,{"$error":"#N/A"},2600,{"$error":"#N/A"},0.10074898671579995,0.08,0.91935731668948861,30,0.43705769226061875,0.68951043296640602,0,null,null,null,{"$error":"#N/A"},{"$error":"#VALUE!"},{"$error":"#VALUE!"},{"$error":"#N/A"},{"$error":"#VALUE!"},228.87031950110884]
[null,"Input parameters incomplete","Input parameters incomplete","Input parameters incomplete","Input parameters incomplete",70,6.9520642230254601E-2,1.0409953207289468,{"$error":"#N/A"},2600,{"$error":"#N/A"},0.19882740018195244,0.08,0.93399961223438166,30,0.44957115619371824,0.64595763716575771,0,null,null,null,{"$error":"#N/A"},{"$error":"#VALUE!"},{"$error":"#VALUE!"},{"$error":"#N/A"},{"$error":"#VALUE!"},173.92175008627444]
[null,"Input parameters incomplete","Input parameters incomplete","Input parameters incomplete","Input parameters incomplete",70,5.2456414628535564E-2,1.0625743575063833,{"$error":"#N/A"},2600,{"$error":"#N/A"},0.18505253531598964,0.08,0.95988536260805291,30,0.42870940689433079,0.71403854896031715,0,null,null,null,{"$error":"#N/A"},{"$error":"#VALUE!"},{"$error":"#VALUE!"},{"$error":"#N/A"},{"$error":"#VALUE!"},224.27592427942787]
[null,"Input parameters incomplete","Input parameters incomplete","Input parameters incomplete","Input parameters incomplete",70,4.8397333313199259E-2,1.0813309640202262,{"$error":"#N/A"},2600,{"$error":"#N/A"},0.13490340207755416,0.08,0.93280649744192057,30,0.40171191395053274,0.71094639669452353,0,null,null,null,{"$error":"#N/A"},{"$error":"#VALUE!"},{"$error":"#VALUE!"},{"$error":"#N/A"},{"$error":"#VALUE!"},292.70094397839887]
[null,"Input parameters incomplete","Input parameters incomplete","Input parameters incomplete","Input parameters incomplete",70,7.8519341401442344E-2,1.0624243002899942,{"$error":"#N/A"},2600,{"$error":"#N/A"},0.10555450727926255,0.08,0.98069560059438532,30,0.47876060630452705,0.67713717294570697,0,null,null,null,{"$error":"#N/A"},{"$error":"#VALUE!"},{"$error":"#VALUE!"},{"$error":"#N/A"},{"$error":"#VALUE!"},229.00793065465234]
[null,"Input parameters incomplete","Input parameters incomplete","Input parameters incomplete","Input parameters incomplete",70,5.1281321625179677E-2,1.0041330055414128,{"$error":"#N/A"},2600,{"$error":"#N/A"},0.17760948202417418,0.08,0.97485378085055641,30,0.44356793435366842,0.79506666614514709,0,null,null,null,{"$error":"#N/A"},{"$error":"#VALUE!"},{"$error":"#VALUE!"},{"$error":"#N/A"},{"$error":"#VALUE!"},188.64741229071163]
[null,"Input parameters incomplete","Input parameters incomplete","Input parameters incomplete","Input parameters incomplete",70,9.7821962240842761E-2,1.1210428327119704,{"$error":"#N/A"},2600,{"$error":"#N/A"},9.2678943355740201E-2,0.08,0.94063597242152963,30,0.42337460149009515,0.74079372926383535,0,null,null,null,{"$error":"#N/A"},{"$error":"#VALUE!"},{"$error":"#VALUE!"},{"$error":"#N/A"},{"$error":"#VALUE!"},144.54577516968308]
[null,"Input parameters incomplete","Input parameters incomplete","Input parameters incomplete","Input parameters incomplete",70,9.0687187170622671E-2,1.1306121463469558,{"$error":"#N/A"},2600,{"$error":"#N/A"},0.14646823562567579,0.08,0.94575437225482906,30,0.43415340790615814,0.72445287230678124,0,null,null,null,{"$error":"#N/A"},{"$error":"#VALUE!"},{"$error":"#VALUE!"},{"$error":"#N/A"},{"$error":"#VALUE!"},173.14865268832409]
[null,"Input parameters incomplete","Input parameters incomplete","Input parameters incomplete","Input parameters incomplete",70,6.9122615013717442E-2,1.0345339894248875,{"$error":"#N/A"},2600,{"$error":"#N/A"},0.122133227423005,0.08,0.93627817757428278,30,0.41965292514704938,0.67514960407451741,0,null,null,null,{"$error":"#N/A"},{"$error":"#VALUE!"},{"$error":"#VALUE!"},{"$error":"#N/A"},{"$error":"#VALUE!"},143.99639359412205]
[null,"Input parameters incomplete","Input parameters incomplete","Input parameters incomplete","Input parameters incomplete",70,6.575147119918337E-2,1.0415681911279355,{"$error":"#N/A"},2600,{"$error":"#N/A"},0.12247878670054088,0.08,0.93902664220139753,30,0.40998757484514997,0.62957846615336133,0,null,null,null,{"$error":"#N/A"},{"$error":"#VALUE!"},{"$error":"#VALUE!"},{"$error":"#N/A"},{"$error":"#VALUE!"},268.05180995078882]
[null,"Input parameters incomplete","Input parameters incomplete","Input parameters incomplete","Input parameters incomplete",70,5.6659427350478783E-2,1.0265040511102372,{"$error":"#N/A"},2600,{"$error":"#N/A"},0.17496094426027564,0.08,0.94731275335002885,30,0.44488560155716345,0.67305192021035976,0,null,null,null,{"$error":"#N/A"},{"$error":"#VALUE!"},{"$error":"#VALUE!"},{"$error":"#N/A"},{"$error":"#VALUE!"},202.85724185724445]
[null,"Input parameters incomplete","Input parameters incomplete","Input parameters incomplete","Input parameters incomplete",70,5.3688580636642919E-2,1.1294529682381542,{"$error":"#N/A"},2600,{"$error":"#N/A"},0.14793444234708283,0.08,0.94771077561421235,30,0.48617333595417439,0.70761692244820584,0,null,null,null,{"$error":"#N/A"},{"$error":"#VALUE!"},{"$error":"#VALUE!"},{"$error":"#N/A"},{"$error":"#VALUE!"},146.93839927002801]
[null,"Input parameters incomplete","Input parameters incomplete","Input parameters incomplete","Input parameters incomplete",70,6.6397508231682695E-2,1.114216564294884,{"$error":"#N/A"},2600,{"$error":"#N/A"},0.15506946866886875,0.08,0.94935749208939058,30,0.47006400486017513,0.63182647079762677,0,null,null,null,{"$error":"#N/A"},{"$error":"#VALUE!"},{"$error":"#VALUE!"},{"$error":"#N/A"},{"$error":"#VALUE!"},131.72490927163099]
[null,"Input parameters incomplete","Input parameters incomplete","Input parameters incomplete","Input parameters incomplete",70,7.3242740341825513E-2,1.069298431209581,{"$error":"#N/A"},2600,{"$error":"#N/A"},8.5333980992808769E-2,0.08,0.94921716698468583,30,0.45616626011806061,0.79088782647224509,0,null,null,null,{"$error":"#N/A"},{"$error":"#VALUE!"},{"$error":"#VALUE!"},{"$error":"#N/A"},{"$error":"#VALUE!"},207.60512246092458]
[null,"Input parameters incomplete","Input parameters incomplete","Input parameters incomplete","Input parameters incomplete",70,3.7241291933194309E-2,1.0609425231041987,{"$error":"#N/A"},2600,{"$error":"#N/A"},0.1650400263337371,0.08,0.93930718184558004,30,0.49947849198650435,0.61980502578239538,0,null,null,null,{"$error":"#N/A"},{"$error":"#VALUE!"},{"$error":"#VALUE!"},{"$error":"#N/A"},{"$error":"#VALUE!"},141.25725003939993]
[null,"Input parameters incomplete","Input parameters incomplete","Input parameters incomplete","Input parameters incomplete",70,6.1104981617273693E-2,1.0436478596926848,{"$error":"#N/A"},2600,{"$error":"#N/A"},0.19701179842490707,0.08,0.94423377319709489,30,0.43848053988150598,0.79787331931823535,0,null,null,null,{"$error":"#N/A"},{"$error":"#VALUE!"},{"$error":"#VALUE!"},{"$error":"#N/A"},{"$error":"#VALUE!"},187.54121677032947]
[null,"Input parameters incomplete","Input parameters incomplete","Input parameters incomplete","Input parameters incomplete",70,7.0117800868222224E-2,1.0526067994858221,{"$error":"#N/A"},2600,{"$error":"#N/A"},0.17290176157705037,0.08,0.9355112310585183,30,0.41234114917118914,0.69990267754756896,0,null,null,null,{"$error":"#N/A"},{"$error":"#VALUE!"},{"$error":"#VALUE!"},{"$error":"#N/A"},{"$error":"#VALUE!"},186.13511509305678]
[null,"Input parameters incomplete","Input parameters incomplete","Input parameters incomplete","Input parameters incomplete",70,4.810468659087614E-2,1.0636411476011474,{"$error":"#N/A"},2600,{"$error":"#N/A"},0.17042244507900534,0.08,0.95056144942870135,30,0.41724717290490987,0.79249185726162552,0,null,null,null,{"$error":"#N/A"},{"$error":"#VALUE!"},{"$error":"#VALUE!"},{"$error":"#N/A"},{"$error":"#VALUE!"},186.01391393148791]
[null,"Input parameters incomplete","Input parameters incomplete","Input parameters incomplete","Input parameters incomplete",70,7.1268570742936105E-2,1.012034964709567,{"$error":"#N/A"},2600,{"$error":"#N/A"},0.12037841769113955,0.08,0.95858879095865146,30,0.46333468055769855,0.63360133551313536,0,null,null,null,{"$error":"#N/A"},{"$error":"#VALUE!"},{"$error":"#VALUE!"},{"$error":"#N/A"},{"$error":"#VALUE!"},133.59981986301369]
[null,"Input parameters incomplete","Input parameters incomplete","Input parameters incomplete","Input parameters incomplete",70,7.3418661319711587E-2,1.0687326373081056,{"$error":"#N/A"},2600,{"$error":"#N/A"},9.5663400893775091E-2,0.08,0.96699054077009006,30,0.4525270298183981,0.68662501688148703,0,null,null,null,{"$error":"#N/A"},{"$error":"#VALUE!"},{"$error":"#VALUE!"},{"$error":"#N/A"},{"$error":"#VALUE!"},121.18209003968671]
[null,"Input parameters incomplete","Input parameters incomplete","Input parameters incomplete","Input parameters incomplete",70,3.5405525705892407E-2,1.1205458599466827,{"$error":"#N/A"},2600,{"$error":"#N/A"},0.17603776004389454,0.08,0.97349345719670433,30,0.44594844044481258,0.79000675348609606,0,null,null,null,{"$error":"#N/A"},{"$error":"#VALUE!"},{"$error":"#VALUE!"},{"$error":"#N/A"},{"$error":"#VALUE!"},182.21844210874036]
[null,"Input parameters incomplete","Input parameters incomplete","Input parameters incomplete","Input parameters incomplete",70,5.0020999849380632E-2,1.1156550453735186,{"$error":"#N/A"},2600,{"$error":"#N/A"},0.15246507963401909,0.08,0.94184290731551568,30,0.40057628831508041,0.63552603867056801,0,null,null,null,{"$error":"#N/A"},{"$error":"#VALUE!"},{"$error":"#VALUE!"},{"$error":"#N/A"},{"$error":"#VALUE!"},214.68072610307397]
[null,"Input parameters incomplete","Input parameters incomplete","Input parameters incomplete","Input parameters incomplete",70,7.3427657953519021E-2,1.0762583554060876,{"$error":"#N/A"},2600,{"$error":"#N/A"},8.5762062232570394E-2,0.08,0.96521893624726929,30,0.46850876399709473,0.60853746952813215,0,null,null,null,{"$error":"#N/A"},{"$error":"#VALUE!"},{"$error":"#VALUE!"},{"$error":"#N/A"},{"$error":"#VALUE!"},117.27747826469488]
[null,"Input parameters incomplete","Input parameters incomplete","Input parameters incomplete","Input parameters incomplete",70,5.7702464751833098E-2,1.0585092002338803,{"$error":"#N/A"},2600,{"$error":"#N/A"},8.7632543180426611E-2,0.08,0.96743421203197866,30,0.47318858381774032,0.71108394517318096,0,null,null,null,{"$error":"#N/A"},{"$error":"#VALUE!"},{"$error":"#VALUE!"},{"$error":"#N/A"},{"$error":"#VALUE!"},166.96990152709805]
[null,"Input parameters incomplete","Input parameters incomplete","Input parameters incomplete","Input parameters incomplete",70,4.9189397162335086E-2,1.0694509929250269,{"$error":"#N/A"},2600,{"$error":"#N/A"},0.12073676024448608,0.08,0.95176215978240175,30,0.41031249240585321,0.66892673692184834,0,null,null,null,{"$error":"#N/A"},{"$error":"#VALUE!"},{"$error":"#VALUE!"},{"$error":"#N/A"},{"$error":"#VALUE!"},271.47944201945575]
[null,"Input parameters incomplete","Input parameters incomplete","Input parameters incomplete","Input parameters incomplete",70,6.3345830152271257E-2,1.0981128666045612,{"$error":"#N/A"},2600,{"$error":"#N/A"},9.1611058554937147E-2,0.08,0.94169595744126522,30,0.45194958688842735,0.77442965721690393,0,null,null,null,{"$error":"#N/A"},{"$error":"#VALUE!"},{"$error":"#VALUE!"},{"$error":"#N/A"},{"$error":"#VALUE!"},259.52722188410866]
[null,"Input parameters incomplete","Input parameters incomplete","Input parameters incomplete","Input parameters incomplete",70,8.8114167663278134E-2,1.1218344040044927,{"$error":"#N/A"},2600,{"$error":"#N/A"},0.19665505318470772,0.08,0.92934216078065957,30,0.48614875049132505,0.67139574125281931,0,null,null,null,{"$error":"#N/A"},{"$error":"#VALUE!"},{"$error":"#VALUE!"},{"$error":"#N/A"},{"$error":"#VALUE!"},237.15483513896515]
[null,"Input parameters incomplete","Input parameters incomplete","Input parameters incomplete","Input parameters incomplete",70,5.3883409014726581E-2,1.0518274029164221,{"$error":"#N/A"},2600,{"$error":"#N/A"},0.14381382995072162,0.08,0.94211300489074112,30,0.45612972843547372,0.77569320382209672,0,null,null,null,{"$error":"#N/A"},{"$error":"#VALUE!"},{"$error":"#VALUE!"},{"$error":"#N/A"},{"$error":"#VALUE!"},174.06668273457569]
[null,"Input parameters incomplete","Input parameters incomplete","Input parameters incomplete","Input parameters incomplete",70,7.7101124632961635E-2,1.0201715753955429,{"$error":"#N/A"},2600,{"$error":"#N/A"},0.11508542787120518,0.08,0.97342650521691676,30,0.45657757521544484,0.63479906275801512,0,null,null,null,{"$error":"#N/A"},{"$error":"#VALUE!"},{"$error":"#VALUE!"},{"$error":"#N/A"},{"$error":"#VALUE!"},125.37346570611994]
[null,"Input parameters incomplete","Input parameters incomplete","Input parameters incomplete","Input parameters incomplete",70,3.330296124930246E-2,1.1522475358604343,{"$error":"#N/A"},2600,{"$error":"#N/A"},0.13438555588952045,0.08,0.94064574002988666,30,0.40268081840756792,0.7837108089723992,0,null,null,null,{"$error":"#N/A"},{"$error":"#VALUE!"},{"$error":"#VALUE!"},{"$error":"#N/A"},{"$error":"#VALUE!"},115.92541804616752]
[null,"Input parameters incomplete","Input parameters incomplete","Input parameters incomplete","Input parameters incomplete",70,7.0799697644869417E-2,1.0768737304474862,{"$error":"#N/A"},2600,{"$error":"#N/A"},0.14338108501486771,0.08,0.9434448937229899,30,0.48345139189250003,0.76525116433725437,0,null,null,null,{"$error":"#N/A"},{"$error":"#VALUE!"},{"$error":"#VALUE!"},{"$error":"#N/A"},{"$error":"#VALUE!"},260.15876466432212]
[null,"Input parameters incomplete","Input parameters incomplete","Input parameters incomplete","Input parameters incomplete",70,5.0152287818508196E-2,1.0449592143640518,{"$error":"#N/A"},2600,{"$error":"#N/A"},0.13516670151940127,0.08,0.9532436254342338,30,0.47297932312743707,0.743104723862276,0,null,null,null,{"$error":"#N/A"},{"$error":"#VALUE!"},{"$error":"#VALUE!"},{"$error":"#N/A"},{"$error":"#VALUE!"},131.48500810303901]
[null,"Input parameters incomplete","Input parameters incomplete","Input parameters incomplete","Input parameters incomplete",70,7.3058934205558812E-2,1.0084784522587846,{"$error":"#N/A"},2600,{"$error":"#N/A"},0.12239294252892362,0.08,0.94320159929347835,30,0.47564949388213201,0.66186023671654926,0,null,null,null,{"$error":"#N/A"},{"$error":"#VALUE!"},{"$error":"#VALUE!"},{"$error":"#N/A"},{"$error":"#VALUE!"},309.70323682327023]
[null,"Input parameters incomplete","Input parameters incomplete","Input parameters incomplete","Input parameters incomplete",70,1.9907425615584229E-2,1.1187769041423909,{"$error":"#N/A"},2600,{"$error":"#N/A"},0.12547688192791431,0.08,0.97877810985319369,30,0.41493029629536504,0.68049402161285732,0,null,null,null,{"$error":"#N/A"},{"$error":"#VALUE!"},{"$error":"#VALUE!"},{"$error":"#N/A"},{"$error":"#VALUE!"},122.96415177530496]
[null,"Input parameters incomplete","Input parameters incomplete","Input parameters incomplete","Input parameters incomplete",70,4.5810359145223245E-2,1.047004507904612,{"$error":"#N/A"},2600,{"$error":"#N/A"},8.8735873027017437E-2,0.08,0.96241557574571546,30,0.47376067749330247,0.67133828100476989,0,null,null,null,{"$error":"#N/A"},{"$error":"#VALUE!"},{"$error":"#VALUE!"},{"$error":"#N/A"},{"$error":"#VALUE!"},211.46092553470419]
[null,"Input parameters incomplete","Input parameters incomplete","Input parameters incomplete","Input parameters incomplete",70,6.666554231381619E-2,1.0991618116437629,{"$error":"#N/A"},2600,{"$error":"#N/A"},0.11346642051519237,0.08,0.98211688054800939,30,0.4478955902406081,0.64926844511105719,0,null,null,null,{"$error":"#N/A"},{"$error":"#VALUE!"},{"$error":"#VALUE!"},{"$error":"#N/A"},{"$error":"#VALUE!"},193.95294280480678]
[null,"Input parameters incomplete","Input parameters incomplete","Input parameters incomplete","Input parameters incomplete",70,1.3431900941289106E-2,1.0849607089785953,{"$error":"#N/A"},2600,{"$error":"#N/A"},0.16142462024491405,0.08,0.92715213571712884,30,0.43630909784379523,0.67685946560217214,0,null,null,null,{"$error":"#N/A"},{"$error":"#VALUE!"},{"$error":"#VALUE!"},{"$error":"#N/A"},{"$error":"#VALUE!"},230.96832931841098]
[null,"Input parameters incomplete","Input parameters incomplete","Input parameters incomplete","Input parameters incomplete",70,1.1294479835959784E-2,1.0587543543812235,{"$error":"#N/A"},2600,{"$error":"#N/A"},0.11007797347320324,0.08,0.94819737366154055,30,0.47961173076758384,0.75310641486034446,0,null,null,null,{"$error":"#N/A"},{"$error":"#VALUE!"},{"$error":"#VALUE!"},{"$error":"#N/A"},{"$error":"#VALUE!"},262.43703769697612]
[null,"Input parameters incomplete","Input parameters incomplete","Input parameters incomplete","Input parameters incomplete",70,7.4773142960717964E-2,1.0141135067470035,{"$error":"#N/A"},2600,{"$error":"#N/A"},0.1965095250644433,0.08,0.9505844718946207,30,0.48661140533455266,0.67095948011198614,0,null,null,null,{"$error":"#N/A"},{"$error":"#VALUE!"},{"$error":"#VALUE!"},{"$error":"#N/A"},{"$error":"#VALUE!"},114.6507396288274]
[null,"Input parameters incomplete","Input parameters incomplete","Input parameters incomplete","Input parameters incomplete",70,6.2960808324309836E-2,1.0677669889518657,{"$error":"#N/A"},2600,{"$error":"#N/A"},0.119411678159831,0.08,0.9192031162763884,30,0.41067540629554206,0.68864416070357137,0,null,null,null,{"$error":"#N/A"},{"$error":"#VALUE!"},{"$error":"#VALUE!"},{"$error":"#N/A"},{"$error":"#VALUE!"},133.98344378847278]
[null,"Input parameters incomplete","Input parameters incomplete","Input parameters incomplete","Input parameters incomplete",70,3.5413038718736814E-2,1.0159749948679604,{"$error":"#N/A"},2600,{"$error":"#N/A"},0.11124060107394994,0.08,0.97963417029407418,30,0.4361713665950267,0.77207795961010017,0,null,null,null,{"$error":"#N/A"},{"$error":"#VALUE!"},{"$error":"#VALUE!"},{"$error":"#N/A"},{"$error":"#VALUE!"},194.17064323733874]
[null,"Input parameters incomplete","Input parameters incomplete","Input parameters incomplete","Input parameters incomplete",70,6.6594943779243645E-2,1.0435326286351125,{"$error":"#N/A"},2600,{"$error":"#N/A"},0.18278900825560124,0.08,0.95086204603515345,30,0.46351119258154161,0.67351681976960565,0,null,null,null,{"$error":"#N/A"},{"$error":"#VALUE!"},{"$error":"#VALUE!"},{"$error":"#N/A"},{"$error":"#VALUE!"},215.09334891745129]
[null,"Input parameters incomplete","Input parameters incomplete","Input parameters incomplete","Input parameters incomplete",70,4.632201803152651E-2,1.0682430094390558,{"$error":"#N/A"},2600,{"$error":"#N/A"},0.15046061666664118,0.08,0.94301029420111826,30,0.41830817280815369,0.62867405247122587,0,null,null,null,{"$error":"#N/A"},{"$error":"#VALUE!"},{"$error":"#VALUE!"},{"$error":"#N/A"},{"$error":"#VALUE!"},271.18759574618906]
[null,"Input parameters incomplete","Input parameters incomplete","Input parameters incomplete","Input parameters incomplete",70,2.0613421595084551E-2,1.0947899173541653,{"$error":"#N/A"},2600,{"$error":"#N/A"},0.12818791141016989,0.08,0.97338329191450179,30,0.42546127484349416,0.61373112188655632,0,null,null,null,{"$error":"#N/A"},{"$error":"#VALUE!"},{"$error":"#VALUE!"},{"$error":"#N/A"},{"$error":"#VALUE!"},204.0893813762556]
[null,"Input parameters incomplete","Input parameters incomplete","Input parameters incomplete","Input parameters incomplete",70,4.4553832889991096E-2,1.0927877534301036,{"$error":"#N/A"},2600,{"$error":"#N/A"},0.15380702564721399,0.08,0.93386769425788629,30,0.47905068184892086,0.69218576706043611,0,null,null,null,{"$error":"#N/A"},{"$error":"#VALUE!"},{"$error":"#VALUE!"},{"$error":"#N/A"},{"$error":"#VALUE!"},182.34162457324302]
[null,"Input parameters incomplete","Input parameters incomplete","Input parameters incomplete","Input parameters incomplete",70,6.439484678015224E-2,1.1180778114398646,{"$error":"#N/A"},2600,{"$error":"#N/A"},0.16504131529834237,0.08,0.96150506197182628,30,0.40734560333730685,0.7414794176964139,0,null,null,null,{"$error":"#N/A"},{"$error":"#VALUE!"},{"$error":"#VALUE!"},{"$error":"#N/A"},{"$error":"#VALUE!"},203.82389026193053]
[null,"Input parameters incomplete","Input parameters incomplete","Input parameters incomplete","Input parameters incomplete",70,5.3216148500019433E-2,1.0421694891116355,{"$error":"#N/A"},2600,{"$error":"#N/A"},0.13467144001785761,0.08,0.94043437162298904,30,0.48574323019536669,0.74268596500820094,0,null,null,null,{"$error":"#N/A"},{"$error":"#VALUE!"},{"$error":"#VALUE!"},{"$error":"#N/A"},{"$error":"#VALUE!"},117.88999928139006]
[null,"Input parameters incomplete","Input parameters incomplete","Input parameters incomplete","Input parameters incomplete",70,2.2160978997854297E-2,1.0738425451311815,{"$error":"#N/A"},2600,{"$error":"#N/A"},0.17593189353873301,0.08,0.93266304430112235,30,0.48112568645567511,0.64727507001570272,0,null,null,null,{"$error":"#N/A"},{"$error":"#VALUE!"},{"$error":"#VALUE!"},{"$error":"#N/A"},{"$error":"#VALUE!"},234.33878454225623]
[null,"Input parameters incomplete","Input parameters incomplete","Input parameters incomplete","Input parameters incomplete",70,8.2549062846523052E-2,1.0714125207335319,{"$error":"#N/A"},2600,{"$error":"#N/A"},0.17677082727391752,0.08,0.9709013237282863,30,0.49203451642573226,0.73461449460954586,0,null,null,null,{"$error":"#N/A"},{"$error":"#VALUE!"},{"$error":"#VALUE!"},{"$error":"#N/A"},{"$error":"#VALUE!"},235.7886202896573]
[null,"Input parameters incomplete","Input parameters incomplete","Input parameters incomplete","Input parameters incomplete",70,6.8094506010829808E-2,1.0518463428191671,{"$error":"#N/A"},2600,{"$error":"#N/A"},0.16333473273622923,0.08,0.95778391306898703,30,0.45233240181246698,0.77591424036486656,0,null,null,null,{"$error":"#N/A"},{"$error":"#VALUE!"},{"$error":"#VALUE!"},{"$error":"#N/A"},{"$error":"#VALUE!"},198.44753341368065]
[null,"Input parameters incomplete","Input parameters incomplete","Input parameters incomplete","Input parameters incomplete",70,7.1990852152016449E-2,1.0281933925798863,{"$error":"#N/A"},2600,{"$error":"#N/A"},0.10151794637289965,0.08,0.95485706473568699,30,0.41045492731729216,0.79729814520901998,0,null,null,null,{"$error":"#N/A"},{"$error":"#VALUE!"},{"$error":"#VALUE!"},{"$error":"#N/A"},{"$error":"#VALUE!"},261.42954983518689]
[null,"Input parameters incomplete","Input parameters incomplete","Input parameters incomplete","Input parameters incomplete",70,8.9540430563378348E-2,1.0196374566512953,{"$error":"#N/A"},2600,{"$error":"#N/A"},0.16537014417873308,0.08,0.94000754445214418,30,0.44265992587003655,0.71133340000893575,0,null,null,null,{"$error":"#N/A"},{"$error":"#VALUE!"},{"$error":"#VALUE!"},{"$error":"#N/A"},{"$error":"#VALUE!"},213.30282230801379]
[null,"Input parameters incomplete","Input parameters incomplete","Input parameters incomplete","Input parameters incomplete",70,7.1877679000167949E-2,1.0291904596268906,{"$error":"#N/A"},2600,{"$error":"#N/A"},9.888932840129537E-2,0.08,0.96230303099720105,30,0.42810797676823931,0.63425064387116037,0,null,null,null,{"$error":"#N/A"},{"$error":"#VALUE!"},{"$error":"#VALUE!"},{"$error":"#N/A"},{"$error":"#VALUE!"},153.46386456768525]
[null,"Input parameters incomplete","Input parameters incomplete","Input parameters incomplete","Input parameters incomplete",70,6.9876361372926701E-2,1.0131409810499246,{"$error":"#N/A"},2600,{"$error":"#N/A"},9.6483012766087201E-2,0.08,0.95046833994438185,30,0.4738534362772554,0.70818965752715779,0,null,null,null,{"$error":"#N/A"},{"$error":"#VALUE!"},{"$error":"#VALUE!"},{"$error":"#N/A"},{"$error":"#VALUE!"},236.64310196267775]
[null,"Input parameters incomplete","Input parameters incomplete","Input parameters incomplete","Input parameters incomplete",70,5.4720981100968916E-2,1.0373731464733775,{"$error":"#N/A"},2600,{"$error":"#N/A"},0.13599381883600131,0.08,0.964437622947238,30,0.43751341080703099,0.78106995805998902,0,null,null,null,{"$error":"#N/A"},{"$error":"#VALUE!"},{"$error":"#VALUE!"},{"$error":"#N/A"},{"$error":"#VALUE!"},240.71101399029038]
[null,"Input parameters incomplete","Input parameters incomplete","Input parameters incomplete","Input parameters incomplete",70,7.4511719453558986E-2,1.0581133755329639,{"$error":"#N/A"},2600,{"$error":"#N/A"},0.10638177044607361,0.08,0.94365238440530896,30,0.45176062952743057,0.68914579137232168,0,null,null,null,{"$error":"#N/A"},{"$error":"#VALUE!"},{"$error":"#VALUE!"},{"$error":"#N/A"},{"$error":"#VALUE!"},207.84964357599196]
[null,"Input parameters incomplete","Input parameters incomplete","Input parameters incomplete","Input parameters incomplete",70,3.5953488662303162E-2,1.0736293180581977,{"$error":"#N/A"},2600,{"$error":"#N/A"},0.11578193515654092,0.08,0.94394095822412682,30,0.41999995531585915,0.70666581722899724,0,null,null,null,{"$error":"#N/A"},{"$error":"#VALUE!"},{"$error":"#VALUE!"},{"$error":"#N/A"},{"$error":"#VALUE!"},180.54567716162228]
[null,"Input parameters incomplete","Input parameters incomplete","Input parameters incomplete","Input parameters incomplete",70,6.4027007147929263E-2,1.1344861222725533,{"$error":"#N/A"},2600,{"$error":"#N/A"},0.13828219420537441,0.08,0.94163596016520645,30,0.45774288055384837,0.61422983619073002,0,null,null,null,{"$error":"#N/A"},{"$error":"#VALUE!"},{"$error":"#VALUE!"},{"$error":"#N/A"},{"$error":"#VALUE!"},216.7455366709452]
[null,"Input parameters incomplete","Input parameters incomplete","Input parameters incomplete","Input parameters incomplete",70,6.525712980549668E-2,1.0731466313042284,{"$error":"#N/A"},2600,{"$error":"#N/A"},8.35689934653705E-2,0.08,0.98799549707009826,30,0.45611204020408075,0.7010729350595023,0,null,null,null,{"$error":"#N/A"},{"$error":"#VALUE!"},{"$error":"#VALUE!"},{"$error":"#N/A"},{"$error":"#VALUE!"},235.44101940303744]
[null,"Input parameters incomplete","Input parameters incomplete","Input parameters incomplete","Input parameters incomplete",70,6.1080555255046555E-2,1.0731408617046339,{"$error":"#N/A"},2600,{"$error":"#N/A"},0.10535850255262126,0.08,0.94590547368580002,30,0.49522928329779026,0.70333018297785532,0,null,null,null,{"$error":"#N/A"},{"$error":"#VALUE!"},{"$error":"#VALUE!"},{"$error":"#N/A"},{"$error":"#VALUE!"},143.42200443721777]
[null,"Input parameters incomplete","Input parameters incomplete","Input parameters incomplete","Input parameters incomplete",70,6.8874026120375631E-2,1.0338285611772915,{"$error":"#N/A"},2600,{"$error":"#N/A"},0.11686914407861246,0.08,0.93179018975008732,30,0.4793741368989467,0.78292971595314431,0,null,null,null,{"$error":"#N/A"},{"$error":"#VALUE!"},{"$error":"#VALUE!"},{"$error":"#N/A"},{"$error":"#VALUE!"},242.242233855004]
[null,"Input parameters incomplete","Input parameters incomplete","Input parameters incomplete","Input parameters incomplete",70,5.7778773675119806E-2,1.0950587146579571,{"$error":"#N/A"},2600,{"$error":"#N/A"},0.16445208048358517,0.08,0.91786027604419818,30,0.49636727549832882,0.74795927957250641,0,null,null,null,{"$error":"#N/A"},{"$error":"#VALUE!"},{"$error":"#VALUE!"},{"$error":"#N/A"},{"$error":"#VALUE!"},219.04994036741985]
[null,"Input parameters incomplete","Input parameters incomplete","Input parameters incomplete","Input parameters incomplete",70,3.5542526217471671E-2,1.0801135637189578,{"$error":"#N/A"},2600,{"$error":"#N/A"},8.5848923100420013E-2,0.08,0.9350230025464138,30,0.48833361481832149,0.75259627743808921,0,null,null,null,{"$error":"#N/A"},{"$error":"#VALUE!"},{"$error":"#VALUE!"},{"$error":"#N/A"},{"$error":"#VALUE!"},122.25104647061059]
[null,"Input parameters incomplete","Input parameters incomplete","Input parameters incomplete","Input parameters incomplete",70,5.7995892851008486E-2,1.1131398341258241,{"$error":"#N/A"},2600,{"$error":"#N/A"},0.19877431145291888,0.08,0.97972796591596245,30,0.44534461146709792,0.60758592481878748,0,null,null,null,{"$error":"#N/A"},{"$error":"#VALUE!"},{"$error":"#VALUE!"},{"$error":"#N/A"},{"$error":"#VALUE!"},251.99528575792655]
[null,"Input parameters incomplete","Input parameters incomplete","Input parameters incomplete","Input parameters incomplete",70,3.3305506730321961E-2,1.078335096592332,{"$error":"#N/A"},2600,{"$error":"#N/A"},0.18041725201069053,0.08,0.92253053321215495,30,0.46504034148202633,0.77630352894482635,0,null,null,null,{"$error":"#N/A"},{"$error":"#VALUE!"},{"$error":"#VALUE!"},{"$error":"#N/A"},{"$error":"#VALUE!"},143.55884024889653]
[null,"Input parameters incomplete","Input parameters incomplete","Input parameters incomplete","Input parameters incomplete",70,7.1443482918124454E-2,1.1539571349728801,{"$error":"#N/A"},2600,{"$error":"#N/A"},0.16176317901640097,0.08,0.94868872267178594,30,0.48215026996342614,0.75108358990407842,0,null,null,null,{"$error":"#N/A"},{"$error":"#VALUE!"},{"$error":"#VALUE!"},{"$error":"#N/A"},{"$error":"#VALUE!"},208.2013726300832]
[null,"Input parameters incomplete","Input parameters incomplete","Input parameters incomplete","Input parameters incomplete",70,5.238692594745975E-2,1.0742320209414011,{"$error":"#N/A"},2600,{"$error":"#N/A"},0.12434251812454795,0.08,0.97820176611733212,30,0.47392024084114537,0.77068372775016947,0,null,null,null,{"$error":"#N/A"},{"$error":"#VALUE!"},{"$error":"#VALUE!"},{"$error":"#N/A"},{"$error":"#VALUE!"},136.95771354197504]
[null,"Input parameters incomplete","Input parameters incomplete","Input parameters incomplete","Input parameters incomplete",70,4.2001466365177029E-2,1.0638531359705066,{"$error":"#N/A"},2600,{"$error":"#N/A"},9.170551607450983E-2,0.08,0.97231668978622277,30,0.44521210456599708,0.69587363098782651,0,null,null,null,{"$error":"#N/A"},{"$error":"#VALUE!"},{"$error":"#VALUE!"},{"$error":"#N/A"},{"$error":"#VALUE!"},194.09875827616855]
[null,"Input parameters incomplete","Input parameters incomplete","Input parameters incomplete","Input parameters incomplete",70,6.7003929896577441E-2,1.0630420003682532,{"$error":"#N/A"},2600,{"$error":"#N/A"},0.15641690259520133,0.08,0.90429244072373571,30,0.43535347197767099,0.668415097443119,0,null,null,null,{"$error":"#N/A"},{"$error":"#VALUE!"},{"$error":"#VALUE!"},{"$error":"#N/A"},{"$error":"#VALUE!"},115.43328510137914]
[null,"Input parameters incomplete","Input parameters incomplete","Input parameters incomplete","Input parameters incomplete",70,4.9161944367379716E-2,1.057488311474533,{"$error":"#N/A"},2600,{"$error":"#N/A"},0.1192346672914941,0.08,0.97526004361834895,30,0.48764758498513261,0.69900627012377159,0,null,null,null,{"$error":"#N/A"},{"$error":"#VALUE!"},{"$error":"#VALUE!"},{"$error":"#N/A"},{"$error":"#VALUE!"},270.39611639001481]
[null,"Input parameters incomplete","Input parameters incomplete","Input parameters incomplete","Input parameters incomplete",70,4.3818647679558315E-2,1.0023116135056769,{"$error":"#N/A"},2600,{"$error":"#N/A"},0.10413792402544422,0.08,0.95594339594230338,30,0.41839826450870388,0.62777147317219917,0,null,null,null,{"$error":"#N/A"},{"$error":"#VALUE!"},{"$error":"#VALUE!"},{"$error":"#N/A"},{"$error":"#VALUE!"},157.71264177058075]
[null,"Input parameters incomplete","Input parameters incomplete","Input parameters incomplete","Input parameters incomplete",70,5.1618655489864808E-2,1.1019081778150219,{"$error":"#N/A"},2600,{"$error":"#N/A"},9.4408412733968161E-2,0.08,0.93925218725639414,30,0.47378411025286254,0.61595529397660254,0,null,null,null,{"$error":"#N/A"},{"$error":"#VALUE!"},{"$error":"#VALUE!"},{"$error":"#N/A"},{"$error":"#VALUE!"},175.33203723537144]
[null,"Input parameters incomplete","Input parameters incomplete","Input parameters incomplete","Input parameters incomplete",70,5.2097362940472049E-2,1.0248418170020868,{"$error":"#N/A"},2600,{"$error":"#N/A"},0.13528903194918251,0.08,0.96209705282818314,30,0.49479735586889717,0.78846117140286376,0,null,null,null,{"$error":"#N/A"},{"$error":"#VALUE!"},{"$error":"#VALUE!"},{"$error":"#N/A"},{"$error":"#VALUE!"},232.35440513933096]
[null,"Input parameters incomplete","Input parameters incomplete","Input parameters incomplete","Input parameters incomplete",70,6.0531999576523478E-2,1.0208103302574034,{"$error":"#N/A"},2600,{"$error":"#N/A"},0.18720015329276785,0.08,0.9561361219943848,30,0.42933483892995494,0.70868863042737984,0,null,null,null,{"$error":"#N/A"},{"$error":"#VALUE!"},{"$error":"#VALUE!"},{"$error":"#N/A"},{"$error":"#VALUE!"},239.13602297063693]
[null,"Input parameters incomplete","Input parameters incomplete","Input parameters incomplete","Input parameters incomplete",70,1.1838511941901109E-2,1.0596657572929615,{"$error":"#N/A"},2600,{"$error":"#N/A"},0.12816097688564096,0.08,0.92739085134346522,30,0.45430868789871703,0.60270929361342329,0,null,null,null,{"$error":"#N/A"},{"$error":"#VALUE!"},{"$error":"#VALUE!"},{"$error":"#N/A"},{"$error":"#VALUE!"},149.17948458513396]
[null,"Input parameters incomplete","Input parameters incomplete","Input parameters incomplete","Input parameters incomplete",70,3.5841643783637883E-2,1.1258385899190242,{"$error":"#N/A"},2600,{"$error":"#N/A"},0.17047989944959141,0.08,0.93413142075223021,30,0.41086002339484201,0.69094394229874223,0,null,null,null,{"$error":"#N/A"},{"$error":"#VALUE!"},{"$error":"#VALUE!"},{"$error":"#N/A"},{"$error":"#VALUE!"},208.49917986252183]
[null,"Input parameters incomplete","Input parameters incomplete","Input parameters incomplete","Input parameters incomplete",70,4.8483509355851259E-2,1.0455392233067591,{"$error":"#N/A"},2600,{"$error":"#N/A"},0.14837442610497686,0.08,0.93525121239860831,30,0.40885507788215825,0.75009266294192756,0,null,null,null,{"$error":"#N/A"},{"$error":"#VALUE!"},{"$error":"#VALUE!"},{"$error":"#N/A"},{"$error":"#VALUE!"},231.82125314148638]
[null,"Input parameters incomplete","Input parameters incomplete","Input parameters incomplete","Input parameters incomplete",70,6.8148106211730314E-2,1.0741584823020167,{"$error":"#N/A"},2600,{"$error":"#N/A"},9.7611540074074063E-2,0.08,0.95407645045573297,30,0.42697132951494232,0.70902492845351139,0,null,null,null,{"$error":"#N/A"},{"$error":"#VALUE!"},{"$error":"#VALUE!"},{"$error":"#N/A"},{"$error":"#VALUE!"},235.0024738097751]
[null,"Input parameters incomplete","Input parameters incomplete","Input parameters incomplete","Input parameters incomplete",70,5.5790050964190201E-2,1.0268011872552254,{"$error":"#N/A"},2600,{"$error":"#N/A"},0.14882624521045779,0.08,0.97428641438833963,30,0.48352410357343739,0.64371883340715397,0,null,null,null,{"$error":"#N/A"},{"$error":"#VALUE!"},{"$error":"#VALUE!"},{"$error":"#N/A"},{"$error":"#VALUE!"},167.55444355220536]
[null,"Input parameters incomplete","Input parameters incomplete","Input parameters incomplete","Input parameters incomplete",70,3.9461047053644893E-2,1.0663886529135382,{"$error":"#N/A"},2600,{"$error":"#N/A"},0.16352351039861074,0.08,0.94179469765809265,30,0.41722707479179344,0.73481645764755976,0,null,null,null,{"$error":"#N/A"},{"$error":"#VALUE!"},{"$error":"#VALUE!"},{"$error":"#N/A"},{"$error":"#VALUE!"},274.74528159809989]
[null,"Input parameters incomplete","Input parameters incomplete","Input parameters incomplete","Input parameters incomplete",70,7.0839007300120452E-2,1.1375091523050918,{"$error":"#N/A"},2600,{"$error":"#N/A"},0.17481271462728115,0.08,0.92981330925202565,30,0.40053605311807483,0.77502371441807227,0,null,null,null,{"$error":"#N/A"},{"$error":"#VALUE!"},{"$error":"#VALUE!"},{"$error":"#N/A"},{"$error":"#VALUE!"},166.88186206061027]
[null,"Input parameters incomplete","Input parameters incomplete","Input parameters incomplete","Input parameters incomplete",70,5.9916675927747909E-2,0.99866101948156938,{"$error":"#N/A"},2600,{"$error":"#N/A"},9.7301732556195147E-2,0.08,0.93176772430497412,30,0.49033169233624219,0.74969823403680214,0,null,null,null,{"$error":"#N/A"},{"$error":"#VALUE!"},{"$error":"#VALUE!"},{"$error":"#N/A"},{"$error":"#VALUE!"},160.52609254039481]
[null,"Input parameters incomplete","Input parameters incomplete","Input parameters incomplete","Input parameters incomplete",70,8.562861329374867E-2,0.99313180095097109,{"$error":"#N/A"},2600,{"$error":"#N/A"},8.7720484669502816E-2,0.08,0.96646153847865901,30,0.43580862317520497,0.67216363866546125,0,null,null,null,{"$error":"#N/A"},{"$error":"#VALUE!"},{"$error":"#VALUE!"},{"$error":"#N/A"},{"$error":"#VALUE!"},115.43373011045044]
[null,"Input parameters incomplete","Input parameters incomplete","Input parameters incomplete","Input parameters incomplete",70,9.8743527674713769E-2,1.0479176252043825,{"$error":"#N/A"},2600,{"$error":"#N/A"},0.13886143720336558,0.08,0.94314087555802661,30,0.44833490795998815,0.66592794828488466,0,null,null,null,{"$error":"#N/A"},{"$error":"#VALUE!"},{"$error":"#VALUE!"},{"$error":"#N/A"},{"$error":"#VALUE!"},223.49236485555144]
[null,"Input parameters incomplete","Input parameters incomplete","Input parameters incomplete","Input parameters incomplete",70,2.7897588427745215E-2,1.0251130542726883,{"$error":"#N/A"},2600,{"$error":"#N/A"},0.13250452630599499,0.08,0.94799643454467075,30,0.47202815969990575,0.65178274201436293,0,null,null,null,{"$error":"#N/A"},{"$error":"#VALUE!"},{"$error":"#VALUE!"},{"$error":"#N/A"},{"$error":"#VALUE!"},231.35658741813384]
[null,"Input parameters incomplete","Input parameters incomplete","Input parameters incomplete","Input parameters incomplete",70,6.3443836879725657E-2,1.0274000716066096,{"$error":"#N/A"},2600,{"$error":"#N/A"},0.12831709890808152,0.08,0.94896221729351671,30,0.44852994454472872,0.61050994945740167,0,null,null,null,{"$error":"#N/A"},{"$error":"#VALUE!"},{"$error":"#VALUE!"},{"$error":"#N/A"},{"$error":"#VALUE!"},150.31168331618827]
[null,"Input parameters incomplete","Input parameters incomplete","Input parameters incomplete","Input parameters incomplete",70,8.0255114804538827E-2,1.0204649218353055,{"$error":"#N/A"},2600,{"$error":"#N/A"},0.16856958892894119,0.08,0.99300496038976893,30,0.45863798515115778,0.70208090312131199,0,null,null,null,{"$error":"#N/A"},{"$error":"#VALUE!"},{"$error":"#VALUE!"},{"$error":"#N/A"},{"$error":"#VALUE!"},124.13462261977719]
[null,"Input parameters incomplete","Input parameters incomplete","Input parameters incomplete","Input parameters incomplete",70,7.1682869779426603E-2,1.0397842367823795,{"$error":"#N/A"},2600,{"$error":"#N/A"},0.11589481071533318,0.08,0.96618316611751709,30,0.42598604408737567,0.79645693919019989,0,null,null,null,{"$error":"#N/A"},{"$error":"#VALUE!"},{"$error":"#VALUE!"},{"$error":"#N/A"},{"$error":"#VALUE!"},170.61668851713256]
[null,"Input parameters incomplete","Input parameters incomplete","Input parameters incomplete","Input parameters incomplete",70,3.1392919411078982E-2,1.0526766583753997,{"$error":"#N/A"},2600,{"$error":"#N/A"},0.11590793658420642,0.08,0.96184691162172031,30,0.48005409401224514,0.61505789507620157,0,null,null,null,{"$error":"#N/A"},{"$error":"#VALUE!"},{"$error":"#VALUE!"},{"$error":"#N/A"},{"$error":"#VALUE!"},187.91384879425817]
[null,"Input parameters incomplete","Input parameters incomplete","Input parameters incomplete","Input parameters incomplete",70,8.4450225437439352E-2,1.0315261269204694,{"$error":"#N/A"},2600,{"$error":"#N/A"},8.5755847330508672E-2,0.08,0.94124436855328564,30,0.47060015367160057,0.78157466949083076,0,null,null,null,{"$error":"#N/A"},{"$error":"#VALUE!"},{"$error":"#VALUE!"},{"$error":"#N/A"},{"$error":"#VALUE!"},219.96237864863434]
[null,"Input parameters incomplete","Input parameters incomplete","Input parameters incomplete","Input parameters incomplete",70,4.393780236069119E-2,1.0565970737855201,{"$error":"#N/A"},2600,{"$error":"#N/A"},8.2041593546264099E-2,0.08,0.92405665842629048,30,0.41716342684315133,0.75134581834647118,0,null,null,null,{"$error":"#N/A"},{"$error":"#VALUE!"},{"$error":"#VALUE!"},{"$error":"#N/A"},{"$error":"#VALUE!"},209.04832323482597]
[null,"Input parameters incomplete","Input parameters incomplete","Input parameters incomplete","Input parameters incomplete",70,7.5980896544670953E-2,1.0884932183238489,{"$error":"#N/A"},2600,{"$error":"#N/A"},0.1834302683650581,0.08,0.96312378757991568,30,0.43393565854902327,0.69390847492115715,0,null,null,null,{"$error":"#N/A"},{"$error":"#VALUE!"},{"$error":"#VALUE!"},{"$error":"#N/A"},{"$error":"#VALUE!"},283.40356269302248]
[null,"Input parameters incomplete","Input parameters incomplete","Input parameters incomplete","Input parameters incomplete",70,5.54026413387411E-2,1.1088789639816901,{"$error":"#N/A"},2600,{"$error":"#N/A"},0.16662074369733207,0.08,0.94322148195022137,30,0.47109747264974389,0.78736953200476834,0,null,null,null,{"$error":"#N/A"},{"$error":"#VALUE!"},{"$error":"#VALUE!"},{"$error":"#N/A"},{"$error":"#VALUE!"},132.45911807203728]
[null,"Input parameters incomplete","Input parameters incomplete","Input parameters incomplete","Input parameters incomplete",70,3.8914164064194831E-2,1.0191285360157092,{"$error":"#N/A"},2600,{"$error":"#N/A"},0.18496197439747616,0.08,0.94296887171922394,30,0.49134833488235147,0.60283589104325097,0,null,null,null,{"$error":"#N/A"},{"$error":"#VALUE!"},{"$error":"#VALUE!"},{"$error":"#N/A"},{"$error":"#VALUE!"},178.16510396423661]
[null,"Input parameters incomplete","Input parameters incomplete","Input parameters incomplete","Input parameters incomplete",70,7.8772997953436202E-2,1.0840956281257021,{"$error":"#N/A"},2600,{"$error":"#N/A"},0.11100744219128987,0.08,0.96092993858780262,30,0.40902414319366753,0.74540790676649737,0,null,null,null,{"$error":"#N/A"},{"$error":"#VALUE!"},{"$error":"#VALUE!"},{"$error":"#N/A"},{"$error":"#VALUE!"},236.81048354857012]
[null,"Input parameters incomplete","Input parameters incomplete","Input parameters incomplete","Input parameters incomplete",70,6.3392972936954936E-2,1.0455901570113095,{"$error":"#N/A"},2600,{"$error":"#N/A"},0.18263125118383142,0.08,0.93420591951500365,30,0.4552347992439324,0.67597723889648509,0,null,null,null,{"$error":"#N/A"},{"$error":"#VALUE!"},{"$error":"#VALUE!"},{"$error":"#N/A"},{"$error":"#VALUE!"},174.42523680967716]
[null,"Input parameters incomplete","Input parameters incomplete","Input parameters incomplete","Input parameters incomplete",70,5.1974987700345907E-2,1.0626783512522107,{"$error":"#N/A"},2600,{"$error":"#N/A"},0.18236018093959461,0.08,0.93113381370210768,30,0.44251642714988609,0.65845424760440363,0,null,null,null,{"$error":"#N/A"},{"$error":"#VALUE!"},{"$error":"#VALUE!"},{"$error":"#N/A"},{"$error":"#VALUE!"},225.39311121928108]
[null,"Input parameters incomplete","Input parameters incomplete","Input parameters incomplete","Input parameters incomplete",70,5.0920039386394722E-2,1.0576231923384036,{"$error":"#N/A"},2600,{"$error":"#N/A"},9.0208433212744438E-2,0.08,0.9632956738043722,30,0.42911526941586453,0.73487376162078943,0,null,null,null,{"$error":"#N/A"},{"$error":"#VALUE!"},{"$error":"#VALUE!"},{"$error":"#N/A"},{"$error":"#VALUE!"},262.74667620879217]
[null,"Input parameters incomplete","Input parameters incomplete","Input parameters incomplete","Input parameters incomplete",70,4.5656782877938569E-2,1.1561963774938437,{"$error":"#N/A"},2600,{"$error":"#N/A"},9.1555700666530279E-2,0.08,0.95114792220346611,30,0.45241222431469236,0.65096584780116162,0,null,null,null,{"$error":"#N/A"},{"$error":"#VALUE!"},{"$error":"#VALUE!"},{"$error":"#N/A"},{"$error":"#VALUE!"},274.10804176953798]
[null,"Input parameters incomplete","Input parameters incomplete","Input parameters incomplete","Input parameters incomplete",70,6.1617751879864339E-2,1.0995045764361939,{"$error":"#N/A"},2600,{"$error":"#N/A"},0.14262566530783649,0.08,0.95699278468587679,30,0.45766631875967506,0.73463014751881606,0,null,null,null,{"$error":"#N/A"},{"$error":"#VALUE!"},{"$error":"#VALUE!"},{"$error":"#N/A"},{"$error":"#VALUE!"},207.38372433893227]
[null,"Input parameters incomplete","Input parameters incomplete","Input parameters incomplete","Input parameters incomplete",70,5.6871721385755102E-2,1.065854323587331,{"$error":"#N/A"},2600,{"$error":"#N/A"},8.2134753196566102E-2,0.08,0.92355862183844628,30,0.459902305154053,0.70016736261628898,0,null,null,null,{"$error":"#N/A"},{"$error":"#VALUE!"},{"$error":"#VALUE!"},{"$error":"#N/A"},{"$error":"#VALUE!"},286.70452381206013]
[null,"Input parameters incomplete","Input parameters incomplete","Input parameters incomplete","Input parameters incomplete",70,6.7987281457334389E-2,1.0708307380436237,{"$error":"#N/A"},2600,{"$error":"#N/A"},0.18472510003399151,0.08,0.91345640969655695,30,0.43935167455773821,0.74302352057546384,0,null,null,null,{"$error":"#N/A"},{"$error":"#VALUE!"},{"$error":"#VALUE!"},{"$error":"#N/A"},{"$error":"#VALUE!"},126.15917090798024]
[null,"Input parameters incomplete","Input parameters incomplete","Input parameters incomplete","Input parameters incomplete",70,5.6354011865368994E-2,1.0274692705018145,{"$error":"#N/A"},2600,{"$error":"#N/A"},0.11599653657199936,0.08,0.92279824033892954,30,0.4034333948995833,0.6589026501303169,0,null,null,null,{"$error":"#N/A"},{"$error":"#VALUE!"},{"$error":"#VALUE!"},{"$error":"#N/A"},{"$error":"#VALUE!"},179.35192015679723]
[null,"Input parameters incomplete","Input parameters incomplete","Input parameters incomplete","Input parameters incomplete",70,4.8984311433453734E-2,1.0480247168114007,{"$error":"#N/A"},2600,{"$error":"#N/A"},0.19348343227066789,0.08,0.96687546598707064,30,0.49495562932239362,0.68919141334556644,0,null,null,null,{"$error":"#N/A"},{"$error":"#VALUE!"},{"$error":"#VALUE!"},{"$error":"#N/A"},{"$error":"#VALUE!"},249.6213705158643]
[null,"Input parameters incomplete","Input parameters incomplete","Input parameters incomplete","Input parameters incomplete",70,5.156846737103607E-2,1.0028555372389183,{"$error":"#N/A"},2600,{"$error":"#N/A"},0.16056487240731898,0.08,0.94892365131299172,30,0.473485307529592,0.60741964278222083,0,null,null,null,{"$error":"#N/A"},{"$error":"#VALUE!"},{"$error":"#VALUE!"},{"$error":"#N/A"},{"$error":"#VALUE!"},216.1846986189673]
[null,"Input parameters incomplete","Input parameters incomplete","Input parameters incomplete","Input parameters incomplete",70,8.1883739497404559E-2,1.0592349777815384,{"$error":"#N/A"},2600,{"$error":"#N/A"},0.11048654307666128,0.08,0.94580614921230532,30,0.41834130925886137,0.78396822758729845,0,null,null,null,{"$error":"#N/A"},{"$error":"#VALUE!"},{"$error":"#VALUE!"},{"$error":"#N/A"},{"$error":"#VALUE!"},236.33370639160779]
[null,"Input parameters incomplete","Input parameters incomplete","Input parameters incomplete","Input parameters incomplete",70,2.8867244479430815E-2,1.037507091937574,{"$error":"#N/A"},2600,{"$error":"#N/A"},0.14180699889894696,0.08,0.96281614422503892,30,0.42492630601176423,0.73257764369955414,0,null,null,null,{"$error":"#N/A"},{"$error":"#VALUE!"},{"$error":"#VALUE!"},{"$error":"#N/A"},{"$error":"#VALUE!"},151.82377445039953]
[null,"Input parameters incomplete","Input parameters incomplete","Input parameters incomplete","Input parameters incomplete",70,4.4766873021376212E-2,1.0516090501691349,{"$error":"#N/A"},2600,{"$error":"#N/A"},0.11284810941421397,0.08,0.94854234155360218,30,0.41932213647672856,0.62145672409368857,0,null,null,null,{"$error":"#N/A"},{"$error":"#VALUE!"},{"$error":"#VALUE!"},{"$error":"#N/A"},{"$error":"#VALUE!"},235.24472996726087]
[null,"Input parameters incomplete","Input parameters incomplete","Input parameters incomplete","Input parameters incomplete",70,6.9806922500946861E-2,1.0714110570817399,{"$error":"#N/A"},2600,{"$error":"#N/A"},0.1372109447655383,0.08,0.9177042025602794,30,0.47128108437138655,0.70949823173919091,0,null,null,null,{"$error":"#N/A"},{"$error":"#VALUE!"},{"$error":"#VALUE!"},{"$error":"#N/A"},{"$error":"#VALUE!"},242.14683404091932]
[null,"Input parameters incomplete","Input parameters incomplete","Input parameters incomplete","Input parameters incomplete",70,3.3259502403316196E-2,1.0756644627262875,{"$error":"#N/A"},2600,{"$error":"#N/A"},0.18207558008561714,0.08,0.94358540738993102,30,0.48330238105388934,0.75646712167485808,0,null,null,null,{"$error":"#N/A"},{"$error":"#VALUE!"},{"$error":"#VALUE!"},{"$error":"#N/A"},{"$error":"#VALUE!"},184.31717972761143]
[null,"Input parameters incomplete","Input parameters incomplete","Input parameters incomplete","Input parameters incomplete",70,6.7278029669581629E-2,1.1108818248542693,{"$error":"#N/A"},2600,{"$error":"#N/A"},8.5394153094470154E-2,0.08,0.97120984281091605,30,0.44183395785155005,0.71130352171809552,0,null,null,null,{"$error":"#N/A"},{"$error":"#VALUE!"},{"$error":"#VALUE!"},{"$error":"#N/A"},{"$error":"#VALUE!"},249.74793556519637]
[null,"Input parameters incomplete","Input parameters incomplete","Input parameters incomplete","Input parameters incomplete",70,1.3198828938852387E-2,1.0684642030613904,{"$error":"#N/A"},2600,{"$error":"#N/A"},0.18916596578646022,0.08,0.94743741356745514,30,0.45518765376813997,0.68604470686382535,0,null,null,null,{"$error":"#N/A"},{"$error":"#VALUE!"},{"$error":"#VALUE!"},{"$error":"#N/A"},{"$error":"#VALUE!"},132.11115867773594]
[null,"Input parameters incomplete","Input parameters incomplete","Input parameters incomplete","Input parameters incomplete",70,7.3865330216557556E-2,1.076470855780268,{"$error":"#N/A"},2600,{"$error":"#N/A"},9.6527564153447154E-2,0.08,0.9616340674896805,30,0.46440892475975459,0.62574999413271382,0,null,null,null,{"$error":"#N/A"},{"$error":"#VALUE!"},{"$error":"#VALUE!"},{"$error":"#N/A"},{"$error":"#VALUE!"},139.58729688312616]
[null,"Input parameters incomplete","Input parameters incomplete","Input parameters incomplete","Input parameters incomplete",70,5.7574538290900916E-2,1.0273089810759779,{"$error":"#N/A"},2600,{"$error":"#N/A"},0.12239411553341778,0.08,0.95812213347366382,30,0.4350537939535693,0.72902745185532847,0,null,null,null,{"$error":"#N/A"},{"$error":"#VALUE!"},{"$error":"#VALUE!"},{"$error":"#N/A"},{"$error":"#VALUE!"},153.70988550209697]
[null,"Input parameters incomplete","Input parameters incomplete","Input parameters incomplete","Input parameters incomplete",70,7.3442641784199486E-2,1.1498520323484041,{"$error":"#N/A"},2600,{"$error":"#N/A"},0.14309847566859996,0.08,0.95300592717230792,30,0.42966219468067457,0.65565631508999589,0,null,null,null,{"$error":"#N/A"},{"$error":"#VALUE!"},{"$error":"#VALUE!"},{"$error":"#N/A"},{"$error":"#VALUE!"},110.11080415096511]
[null,"Input parameters incomplete","Input parameters incomplete","Input parameters incomplete","Input parameters incomplete",70,5.9050930630464751E-2,1.0300991129221304,{"$error":"#N/A"},2600,{"$error":"#N/A"},0.19519720416108932,0.08,0.92216502672294165,30,0.45462987755142437,0.72855284280249655,0,null,null,null,{"$error":"#N/A"},{"$error":"#VALUE!"},{"$error":"#VALUE!"},{"$error":"#N/A"},{"$error":"#VALUE!"},192.62002529426047]
[null,"Input parameters incomplete","Input parameters incomplete","Input parameters incomplete","Input parameters incomplete",70,8.4988103083637162E-2,1.0581697796774578,{"$error":"#N/A"},2600,{"$error":"#N/A"},0.17226359136959862,0.08,0.97534380489615813,30,0.44501726020583998,0.79034992126644299,0,null,null,null,{"$error":"#N/A"},{"$error":"#VALUE!"},{"$error":"#VALUE!"},{"$error":"#N/A"},{"$error":"#VALUE!"},202.38634372867776]
[null,"Input parameters incomplete","Input parameters incomplete","Input parameters incomplete","Input parameters incomplete",70,5.0952721710563809E-2,1.0915395879468743,{"$error":"#N/A"},2600,{"$error":"#N/A"},0.12081616007793872,0.08,0.93952308791000594,30,0.49437246000297386,0.7882950762264811,0,null,null,null,{"$error":"#N/A"},{"$error":"#VALUE!"},{"$error":"#VALUE!"},{"$error":"#N/A"},{"$error":"#VALUE!"},163.23451732863583]
[null,"Input parameters incomplete","Input parameters incomplete","Input parameters incomplete","Input parameters incomplete",70,7.8074742980512882E-2,1.0043663157426594,{"$error":"#N/A"},2600,{"$error":"#N/A"},0.19188533798460361,0.08,0.97059891559501921,30,0.42931001154704607,0.76785294208198707,0,null,null,null,{"$error":"#N/A"},{"$error":"#VALUE!"},{"$error":"#VALUE!"},{"$error":"#N/A"},{"$error":"#VALUE!"},210.84434457299631]
[null,"Input parameters incomplete","Input parameters incomplete","Input parameters incomplete","Input parameters incomplete",70,6.5862687754704871E-2,1.0672413631530249,{"$error":"#N/A"},2600,{"$error":"#N/A"},0.15400300438080833,0.08,0.93403751495830412,30,0.47225879945728233,0.70160942275947002,0,null,null,null,{"$error":"#N/A"},{"$error":"#VALUE!"},{"$error":"#VALUE!"},{"$error":"#N/A"},{"$error":"#VALUE!"},152.96998014572932]
[null,"Input parameters incomplete","Input parameters incomplete","Input parameters incomplete","Input parameters incomplete",70,8.573514581881142E-2,1.0452270747572379,{"$error":"#N/A"},2600,{"$error":"#N/A"},0.10205186524717047,0.08,0.97138542871679001,30,0.45935260686932622,0.63324146559985539,0,null,null,null,{"$error":"#N/A"},{"$error":"#VALUE!"},{"$error":"#VALUE!"},{"$error":"#N/A"},{"$error":"#VALUE!"},176.51559697108257]
[null,"Input parameters incomplete","Input parameters incomplete","Input parameters incomplete","Input parameters incomplete",70,7.6968072779551366E-2,1.140364681140718,{"$error":"#N/A"},2600,{"$error":"#N/A"},0.15082292952474807,0.08,0.93660521775919925,30,0.48122432300951962,0.61891919828281372,0,null,null,null,{"$error":"#N/A"},{"$error":"#VALUE!"},{"$error":"#VALUE!"},{"$error":"#N/A"},{"$error":"#VALUE!"},126.44392761930665]
[null,"Input parameters incomplete","Input parameters incomplete","Input parameters incomplete","Input parameters incomplete",70,6.8244393462429914E-2,1.0416161260561483,{"$error":"#N/A"},2600,{"$error":"#N/A"},8.8523704018661026E-2,0.08,0.94569273724553715,30,0.40240105875029175,0.78696176497546677,0,null,null,null,{"$error":"#N/A"},{"$error":"#VALUE!"},{"$error":"#VALUE!"},{"$error":"#N/A"},{"$error":"#VALUE!"},110.29120938332635]
[null,"Input parameters incomplete","Input parameters incomplete","Input parameters incomplete","Input parameters incomplete",70,4.6617536202508511E-2,1.0702434599173329,{"$error":"#N/A"},2600,{"$error":"#N/A"},0.11983242587242586,0.08,0.93851996220374156,30,0.41757110084378074,0.6300658886609688,0,null,null,null,{"$error":"#N/A"},{"$error":"#VALUE!"},{"$error":"#VALUE!"},{"$error":"#N/A"},{"$error":"#VALUE!"},179.99768753688312]
[null,"Input parameters incomplete","Input parameters incomplete","Input parameters incomplete","Input parameters incomplete",70,0.10628220003792446,1.0966782904897507,{"$error":"#N/A"},2600,{"$error":"#N/A"},0.17518002269955302,0.08,0.98853782071956797,30,0.44329958410306275,0.7023473245084797,0,null,null,null,{"$error":"#N/A"},{"$error":"#VALUE!"},{"$error":"#VALUE!"},{"$error":"#N/A"},{"$error":"#VALUE!"},147.9784390729088]
[null,"Input parameters incomplete","Input parameters incomplete","Input parameters incomplete","Input parameters incomplete",70,0.11069378230369667,1.1036658725956805,{"$error":"#N/A"},2600,{"$error":"#N/A"},0.19433382288145135,0.08,0.96761583759122805,30,0.48742462257945018,0.72007685316210668,0,null,null,null,{"$error":"#N/A"},{"$error":"#VALUE!"},{"$error":"#VALUE!"},{"$error":"#N/A"},{"$error":"#VALUE!"},139.56821907111046]
[null,"Input parameters incomplete","Input parameters incomplete","Input parameters incomplete","Input parameters incomplete",70,6.632144614852542E-2,1.0084599666335605,{"$error":"#N/A"},2600,{"$error":"#N/A"},0.14904655027210295,0.08,0.93304493997059357,30,0.42521690670568196,0.77837553492881228,0,null,null,null,{"$error":"#N/A"},{"$error":"#VALUE!"},{"$error":"#VALUE!"},{"$error":"#N/A"},{"$error":"#VALUE!"},229.47119570581842]
[null,"Input parameters incomplete","Input parameters incomplete","Input parameters incomplete","Input parameters incomplete",70,6.2787369851774549E-2,1.0619751115045246,{"$error":"#N/A"},2600,{"$error":"#N/A"},0.12605975218685123,0.08,0.94143382858102731,30,0.48722229736384953,0.6201433447119129,0,null,null,null,{"$error":"#N/A"},{"$error":"#VALUE!"},{"$error":"#VALUE!"},{"$error":"#N/A"},{"$error":"#VALUE!"},161.93596431777422]
[null,"Input parameters incomplete","Input parameters incomplete","Input parameters incomplete","Input parameters incomplete",70,5.3771483485125657E-2,1.1001412160313815,{"$error":"#N/A"},2600,{"$error":"#N/A"},0.18256200606561335,0.08,0.94937713247894318,30,0.41454330444877729,0.73284192655610803,0,null,null,null,{"$error":"#N/A"},{"$error":"#VALUE!"},{"$error":"#VALUE!"},{"$error":"#N/A"},{"$error":"#VALUE!"},231.2408831686823]
[null,"Input parameters incomplete","Input parameters incomplete","Input parameters incomplete","Input parameters incomplete",70,7.9032316343501274E-2,1.0556140605825872,{"$error":"#N/A"},2600,{"$error":"#N/A"},0.10618193828050974,0.08,0.95321798471129526,30,0.49249392723259239,0.77783059743694249,0,null,null,null,{"$error":"#N/A"},{"$error":"#VALUE!"},{"$error":"#VALUE!"},{"$error":"#N/A"},{"$error":"#VALUE!"},148.07260917808063]
[null,"Input parameters incomplete","Input parameters incomplete","Input parameters incomplete","Input parameters incomplete",70,3.6721004622879104E-2,1.1222540003789798,{"$error":"#N/A"},2600,{"$error":"#N/A"},0.14475218648986096,0.08,0.94508411836482631,30,0.45950367896558098,0.71962999461735722,0,null,null,null,{"$error":"#N/A"},{"$error":"#VALUE!"},{"$error":"#VALUE!"},{"$error":"#N/A"},{"$error":"#VALUE!"},180.67392977800336]
[null,"Input parameters incomplete","Input parameters incomplete","Input parameters incomplete","Input parameters incomplete",70,9.0727748690178703E-2,1.0785476664986489,{"$error":"#N/A"},2600,{"$error":"#N/A"},8.6231226726580346E-2,0.08,0.9616644234640257,30,0.42608322224706907,0.71235918925734942,0,null,null,null,{"$error":"#N/A"},{"$error":"#VALUE!"},{"$error":"#VALUE!"},{"$error":"#N/A"},{"$error":"#VALUE!"},193.05528955335569]
[null,"Input parameters incomplete","Input parameters incomplete","Input parameters incomplete","Input parameters incomplete",70,6.2943940536405979E-2,1.1501149134380277,{"$error":"#N/A"},2600,{"$error":"#N/A"},0.10738823987123032,0.08,0.91704597284397893,30,0.48086753443995095,0.67793818730595434,0,null,null,null,{"$error":"#N/A"},{"$error":"#VALUE!"},{"$error":"#VALUE!"},{"$error":"#N/A"},{"$error":"#VALUE!"},251.38969094024631]
[null,"Input parameters incomplete","Input parameters incomplete","Input parameters incomplete","Input parameters incomplete",70,6.381439254612116E-2,1.0563875786645018,{"$error":"#N/A"},2600,{"$error":"#N/A"},0.1474840504586212,0.08,0.92092669638269531,30,0.42548002378914279,0.74642718624144089,0,null,null,null,{"$error":"#N/A"},{"$error":"#VALUE!"},{"$error":"#VALUE!"},{"$error":"#N/A"},{"$error":"#VALUE!"},188.12441980160133]
[null,"Input parameters incomplete","Input parameters incomplete","Input parameters incomplete","Input parameters incomplete",70,5.6205971126116215E-2,1.0205718299036626,{"$error":"#N/A"},2600,{"$error":"#N/A"},0.16956781473664606,0.08,0.93582843794731496,30,0.45494977361351324,0.75986002857682455,0,null,null,null,{"$error":"#N/A"},{"$error":"#VALUE!"},{"$error":"#VALUE!"},{"$error":"#N/A"},{"$error":"#VALUE!"},159.59871950989418]
[null,"Input parameters incomplete","Input parameters incomplete","Input parameters incomplete","Input parameters incomplete",70,2.6326238859332163E-2,1.0011665335934019,{"$error":"#N/A"},2600,{"$error":"#N/A"},0.17497863112475964,0.08,0.97596500603707237,30,0.45519176411647866,0.69801251979166157,0,null,null,null,{"$error":"#N/A"},{"$error":"#VALUE!"},{"$error":"#VALUE!"},{"$error":"#N/A"},{"$error":"#VALUE!"},232.40839740094756]
[null,"Input parameters incomplete","Input parameters incomplete","Input parameters incomplete","Input parameters incomplete",70,5.0939799354983245E-2,1.1220541025875546,{"$error":"#N/A"},2600,{"$error":"#N/A"},0.18395419537956853,0.08,0.933654956317294,30,0.46541058906458949,0.77487569849530569,0,null,null,null,{"$error":"#N/A"},{"$error":"#VALUE!"},{"$error":"#VALUE!"},{"$error":"#N/A"},{"$error":"#VALUE!"},113.0214243076053]
[null,"Input parameters incomplete","Input parameters incomplete","Input parameters incomplete","Input parameters incomplete",70,2.6549845777343199E-2,1.0531278355024605,{"$error":"#N/A"},2600,{"$error":"#N/A"},0.1076107979086238,0.08,0.93427442547776274,30,0.40231738435564218,0.77085061825880097,0,null,null,null,{"$error":"#N/A"},{"$error":"#VALUE!"},{"$error":"#VALUE!"},{"$error":"#N/A"},{"$error":"#VALUE!"},255.27916085810634]
[null,"Input parameters incomplete","Input parameters incomplete","Input parameters incomplete","Input parameters incomplete",70,7.6800882504070869E-2,1.0613671821603545,{"$error":"#N/A"},2600,{"$error":"#N/A"},0.15147780877358569,0.08,0.97450966160495245,30,0.4857547369505249,0.70474967233515051,0,null,null,null,{"$error":"#N/A"},{"$error":"#VALUE!"},{"$error":"#VALUE!"},{"$error":"#N/A"},{"$error":"#VALUE!"},163.20336393829047]
[null,"Input parameters incomplete","Input parameters incomplete","Input parameters incomplete","Input parameters incomplete",70,4.5116453630188964E-2,1.0749875815527088,{"$error":"#N/A"},2600,{"$error":"#N/A"},9.3652032979060537E-2,0.08,0.95075060306261738,30,0.40803490611854765,0.78832591171559929,0,null,null,null,{"$error":"#N/A"},{"$error":"#VALUE!"},{"$error":"#VALUE!"},{"$error":"#N/A"},{"$error":"#VALUE!"},268.59766773957443]
[null,"Input parameters incomplete","Input parameters incomplete","Input parameters incomplete","Input parameters incomplete",70,7.1400925330305703E-2,1.0639512086473066,{"$error":"#N/A"},2600,{"$error":"#N/A"},0.15104289095979595,0.08,0.95335673221657191,30,0.4272373865417689,0.63886096947269,0,null,null,null,{"$error":"#N/A"},{"$error":"#VALUE!"},{"$error":"#VALUE!"},{"$error":"#N/A"},{"$error":"#VALUE!"},231.61946321636719]
[null,"Input parameters incomplete","Input parameters incomplete","Input parameters incomplete","Input parameters incomplete",70,6.5155208722548583E-2,1.0349255786106097,{"$error":"#N/A"},2600,{"$error":"#N/A"},0.12880136729406644,0.08,0.93884093554155468,30,0.45220182000638742,0.71639644416544723,0,null,null,null,{"$error":"#N/A"},{"$error":"#VALUE!"},{"$error":"#VALUE!"},{"$error":"#N/A"},{"$error":"#VALUE!"},301.97092144314877]
[null,"Input parameters incomplete","Input parameters incomplete","Input parameters incomplete","Input parameters incomplete",70,7.068510470124531E-2,1.0641648810932949,{"$error":"#N/A"},2600,{"$error":"#N/A"},8.0074413151024246E-2,0.08,0.96597979810740842,30,0.42134415910127376,0.73086094518591072,0,null,null,null,{"$error":"#N/A"},{"$error":"#VALUE!"},{"$error":"#VALUE!"},{"$error":"#N/A"},{"$error":"#VALUE!"},267.08865777454901]
[null,"Input parameters incomplete","Input parameters incomplete","Input parameters incomplete","Input parameters incomplete",70,7.8125065102899183E-2,1.0635039393014525,{"$error":"#N/A"},2600,{"$error":"#N/A"},0.16477196445156242,0.08,0.9641147393865096,30,0.41175805556084755,0.65919214390243686,0,null,null,null,{"$error":"#N/A"},{"$error":"#VALUE!"},{"$error":"#VALUE!"},{"$error":"#N/A"},{"$error":"#VALUE!"},199.56274565485134]
[null,"Input parameters incomplete","Input parameters incomplete","Input parameters incomplete","Input parameters incomplete",70,2.6956047810025169E-2,1.0813538132848188,{"$error":"#N/A"},2600,{"$error":"#N/A"},0.12951319203960834,0.08,0.94960232206450235,30,0.4668290369422668,0.79047582978747677,0,null,null,null,{"$error":"#N/A"},{"$error":"#VALUE!"},{"$error":"#VALUE!"},{"$error":"#N/A"},{"$error":"#VALUE!"},124.87981940713394]
[null,"Input parameters incomplete","Input parameters incomplete","Input parameters incomplete","Input parameters incomplete",70,7.7013102591787924E-2,1.0252865822914254,{"$error":"#N/A"},2600,{"$error":"#N/A"},0.15274139467140196,0.08,0.90862450626553193,30,0.44280380196434965,0.65182978159575433,0,null,null,null,{"$error":"#N/A"},{"$error":"#VALUE!"},{"$error":"#VALUE!"},{"$error":"#N/A"},{"$error":"#VALUE!"},303.01743690574057]
[null,"Input parameters incomplete","Input parameters incomplete","Input parameters incomplete","Input parameters incomplete",70,1.9764848973864997E-2,1.0272956268221074,{"$error":"#N/A"},2600,{"$error":"#N/A"},0.10727029738839125,0.08,0.94911958493931958,30,0.49430500597787963,0.72147139216783251,0,null,null,null,{"$error":"#N/A"},{"$error":"#VALUE!"},{"$error":"#VALUE!"},{"$error":"#N/A"},{"$error":"#VALUE!"},225.27370321457408]
[null,"Input parameters incomplete","Input parameters incomplete","Input parameters incomplete","Input parameters incomplete",70,5.9930816458012862E-2,1.0141516183720103,{"$error":"#N/A"},2600,{"$error":"#N/A"},0.12897986883283341,0.08,0.94867787914159496,30,0.43858657885968799,0.76030998873680888,0,null,null,null,{"$error":"#N/A"},{"$error":"#VALUE!"},{"$error":"#VALUE!"},{"$error":"#N/A"},{"$error":"#VALUE!"},162.108448878715]
[null,"Input parameters incomplete","Input parameters incomplete","Input parameters incomplete","Input parameters incomplete",70,5.7495078114083567E-2,1.0068659865475378,{"$error":"#N/A"},2600,{"$error":"#N/A"},0.16162252525755305,0.08,0.94781580805185039,30,0.48307025610171006,0.71846062678362865,0,null,null,null,{"$error":"#N/A"},{"$error":"#VALUE!"},{"$error":"#VALUE!"},{"$error":"#N/A"},{"$error":"#VALUE!"},219.85991817443588]
[null,"Input parameters incomplete","Input parameters incomplete","Input parameters incomplete","Input parameters incomplete",70,5.583088247434017E-2,1.0274206011504547,{"$error":"#N/A"},2600,{"$error":"#N/A"},0.19223225028597979,0.08,0.97205140393623335,30,0.48808269961417167,0.78806944984096505,0,null,null,null,{"$error":"#N/A"},{"$error":"#VALUE!"},{"$error":"#VALUE!"},{"$error":"#N/A"},{"$error":"#VALUE!"},279.81305287894276]
[null,"Input parameters incomplete","Input parameters incomplete","Input parameters incomplete","Input parameters incomplete",70,6.5213449839747917E-2,1.0206814396653152,{"$error":"#N/A"},2600,{"$error":"#N/A"},8.9494979092791568E-2,0.08,0.95874977788965143,30,0.41455637499832587,0.77895463810013443,0,null,null,null,{"$error":"#N/A"},{"$error":"#VALUE!"},{"$error":"#VALUE!"},{"$error":"#N/A"},{"$error":"#VALUE!"},158.97121120894906]
[null,"Input parameters incomplete","Input parameters incomplete","Input parameters incomplete","Input parameters incomplete",70,5.7987291651283496E-2,1.0342827121698193,{"$error":"#N/A"},2600,{"$error":"#N/A"},0.11366261141659936,0.08,0.94239791798947081,30,0.49361115257520871,0.63664849913759647,0,null,null,null,{"$error":"#N/A"},{"$error":"#VALUE!"},{"$error":"#VALUE!"},{"$error":"#N/A"},{"$error":"#VALUE!"},152.23036640410587]
[null,"Input parameters incomplete","Input parameters incomplete","Input parameters incomplete","Input parameters incomplete",70,5.8527393587469168E-2,1.0510728345983997,{"$error":"#N/A"},2600,{"$error":"#N/A"},8.0921838640419186E-2,0.08,0.93722815553485295,30,0.49370098987045097,0.76321592063253385,0,null,null,null,{"$error":"#N/A"},{"$error":"#VALUE!"},{"$error":"#VALUE!"},{"$error":"#N/A"},{"$error":"#VALUE!"},250.03184460335351]
[null,"Input parameters incomplete","Input parameters incomplete","Input parameters incomplete","Input parameters incomplete",70,7.1221801495235701E-2,1.0205658841233245,{"$error":"#N/A"},2600,{"$error":"#N/A"},0.1885689562075662,0.08,0.94174015932123467,30,0.4900905178625512,0.76259361596044217,0,null,null,null,{"$error":"#N/A"},{"$error":"#VALUE!"},{"$error":"#VALUE!"},{"$error":"#N/A"},{"$error":"#VALUE!"},260.39866709564859]
[null,"Input parameters incomplete","Input parameters incomplete","Input parameters incomplete","Input parameters incomplete",70,5.4285811486910959E-2,1.0604004123972999,{"$error":"#N/A"},2600,{"$error":"#N/A"},0.14076367545509777,0.08,0.95139826783696324,30,0.41877136021325789,0.64374311065114043,0,null,null,null,{"$error":"#N/A"},{"$error":"#VALUE!"},{"$error":"#VALUE!"},{"$error":"#N/A"},{"$error":"#VALUE!"},179.98549089580413]
[null,"Input parameters incomplete","Input parameters incomplete","Input parameters incomplete","Input parameters incomplete",70,7.9497190024245004E-2,1.1172821239355895,{"$error":"#N/A"},2600,{"$error":"#N/A"},9.025288310918532E-2,0.08,0.95877531866862065,30,0.48430997021747646,0.62660811866692312,0,null,null,null,{"$error":"#N/A"},{"$error":"#VALUE!"},{"$error":"#VALUE!"},{"$error":"#N/A"},{"$error":"#VALUE!"},248.49649045571647]
[null,"Input parameters incomplete","Input parameters incomplete","Input parameters incomplete","Input parameters incomplete",70,3.6926797343796863E-2,1.0579452939959044,{"$error":"#N/A"},2600,{"$error":"#N/A"},9.9882665716602897E-2,0.08,0.95528364276693845,30,0.48769031574040811,0.79082368447764662,0,null,null,null,{"$error":"#N/A"},{"$error":"#VALUE!"},{"$error":"#VALUE!"},{"$error":"#N/A"},{"$error":"#VALUE!"},128.50846901542567]
[null,"Input parameters incomplete","Input parameters incomplete","Input parameters incomplete","Input parameters incomplete",70,5.35758688185601E-2,1.070368377821036,{"$error":"#N/A"},2600,{"$error":"#N/A"},0.11361619909791668,0.08,0.94630912229377584,30,0.47199353979917275,0.64450698496562575,0,null,null,null,{"$error":"#N/A"},{"$error":"#VALUE!"},{"$error":"#VALUE!"},{"$error":"#N/A"},{"$error":"#VALUE!"},198.25313660517858]
[null,"Input parameters incomplete","Input parameters incomplete","Input parameters incomplete","Input parameters incomplete",70,5.05974157606629E-2,1.0872468450087118,{"$error":"#N/A"},2600,{"$error":"#N/A"},0.11932253817185431,0.08,0.96481914739995844,30,0.48200873401476446,0.7735385485307581,0,null,null,null,{"$error":"#N/A"},{"$error":"#VALUE!"},{"$error":"#VALUE!"},{"$error":"#N/A"},{"$error":"#VALUE!"},234.76590141246143]
[null,"Input parameters incomplete","Input parameters incomplete","Input parameters incomplete","Input parameters incomplete",70,7.004895323030963E-2,1.0909197973237355,{"$error":"#N/A"},2600,{"$error":"#N/A"},0.11330227018517923,0.08,0.93558297875860919,30,0.41179046979065331,0.75214041785762054,0,null,null,null,{"$error":"#N/A"},{"$error":"#VALUE!"},{"$error":"#VALUE!"},{"$error":"#N/A"},{"$error":"#VALUE!"},208.7763311502531]
[null,"Input parameters incomplete","Input parameters incomplete","Input parameters incomplete","Input parameters incomplete",70,8.1932544417902528E-2,1.1302505729461958,{"$error":"#N/A"},2600,{"$error":"#N/A"},0.18149772694626498,0.08,0.95059159644683811,30,0.43420334226839585,0.71854458422863066,0,null,null,null,{"$error":"#N/A"},{"$error":"#VALUE!"},{"$error":"#VALUE!"},{"$error":"#N/A"},{"$error":"#VALUE!"},300.64095935134981]
[null,"Input parameters incomplete","Input parameters incomplete","Input parameters incomplete","Input parameters incomplete",70,8.452835318308613E-2,1.0195425080345359,{"$error":"#N/A"},2600,{"$error":"#N/A"},0.11789995993075406,0.08,0.94757392027223797,30,0.43767103373758942,0.63174523551131434,0,null,null,null,{"$error":"#N/A"},{"$error":"#VALUE!"},{"$error":"#VALUE!"},{"$error":"#N/A"},{"$error":"#VALUE!"},235.79008988391425]
[null,"Input parameters incomplete","Input parameters incomplete","Input parameters incomplete","Input parameters incomplete",70,5.8397385189845961E-2,1.0121083472266095,{"$error":"#N/A"},2600,{"$error":"#N/A"},0.17782904069222688,0.08,0.95000344712917051,30,0.44325359199241199,0.65885766517837485,0,null,null,null,{"$error":"#N/A"},{"$error":"#VALUE!"},{"$error":"#VALUE!"},{"$error":"#N/A"},{"$error":"#VALUE!"},137.3595334639231]
[null,"Input parameters incomplete","Input parameters incomplete","Input parameters incomplete","Input parameters incomplete",70,2.8811514482734436E-2,1.0803289035738886,{"$error":"#N/A"},2600,{"$error":"#N/A"},0.17430604076542205,0.08,0.91716314229586682,30,0.41623096826375133,0.72903420179858491,0,null,null,null,{"$error":"#N/A"},{"$error":"#VALUE!"},{"$error":"#VALUE!"},{"$error":"#N/A"},{"$error":"#VALUE!"},133.53758069205998]
[null,"Input parameters incomplete","Input parameters incomplete","Input parameters incomplete","Input parameters incomplete",70,4.9153788250171353E-2,0.99783714014924962,{"$error":"#N/A"},2600,{"$error":"#N/A"},0.1248181172325129,0.08,0.95539844326350165,30,0.42126662686097749,0.78904693874833709,0,null,null,null,{"$error":"#N/A"},{"$error":"#VALUE!"},{"$error":"#VALUE!"},{"$error":"#N/A"},{"$error":"#VALUE!"},225.34363598716351]
[null,"Input parameters incomplete","Input parameters incomplete","Input parameters incomplete","Input parameters incomplete",70,5.9535044959022267E-2,1.1469400946623636,{"$error":"#N/A"},2600,{"$error":"#N/A"},0.11914568323055047,0.08,0.98788033406672282,30,0.43937506436822471,0.75381206754074037,0,null,null,null,{"$error":"#N/A"},{"$error":"#VALUE!"},{"$error":"#VALUE!"},{"$error":"#N/A"},{"$error":"#VALUE!"},295.62273363363454]
[null,"Input parameters incomplete","Input parameters incomplete","Input parameters incomplete","Input parameters incomplete",70,5.697911233134189E-2,1.0610268248733137,{"$error":"#N/A"},2600,{"$error":"#N/A"},0.14018910116368793,0.08,0.93824161314404786,30,0.44643142189617413,0.74214336155046601,0,null,null,null,{"$error":"#N/A"},{"$error":"#VALUE!"},{"$error":"#VALUE!"},{"$error":"#N/A"},{"$error":"#VALUE!"},169.56029556553173]
[null,"Input parameters incomplete","Input parameters incomplete","Input parameters incomplete","Input parameters incomplete",70,7.7358142717712353E-2,1.0688088639275781,{"$error":"#N/A"},2600,{"$error":"#N/A"},0.15445911561878334,0.08,0.97879426486359744,30,0.47278180674330206,0.60034691176954014,0,null,null,null,{"$error":"#N/A"},{"$error":"#VALUE!"},{"$error":"#VALUE!"},{"$error":"#N/A"},{"$error":"#VALUE!"},248.64698617334912]
[null,"Input parameters incomplete","Input parameters incomplete","Input parameters incomplete","Input parameters incomplete",70,2.2817038671445786E-2,1.0215728568347859,{"$error":"#N/A"},2600,{"$error":"#N/A"},0.11831195783690523,0.08,0.96674310007201569,30,0.46044036968159285,0.64798825966113915,0,null,null,null,{"$error":"#N/A"},{"$error":"#VALUE!"},{"$error":"#VALUE!"},{"$error":"#N/A"},{"$error":"#VALUE!"},171.69251176969996]
[null,"Input parameters incomplete","Input parameters incomplete","Input parameters incomplete","Input parameters incomplete",70,3.7046095931324484E-2,1.0714809398814655,{"$error":"#N/A"},2600,{"$error":"#N/A"},0.16166682942927157,0.08,0.97000866046218648,30,0.49459941773160015,0.79066922654786254,0,null,null,null,{"$error":"#N/A"},{"$error":"#VALUE!"},{"$error":"#VALUE!"},{"$error":"#N/A"},{"$error":"#VALUE!"},259.48239625106862]
[null,"Input parameters incomplete","Input parameters incomplete","Input parameters incomplete","Input parameters incomplete",70,7.3772154640885004E-2,1.0658474200472763,{"$error":"#N/A"},2600,{"$error":"#N/A"},0.11364654815721156,0.08,0.9609829439853147,30,0.47520452195761198,0.60626942677154372,0,null,null,null,{"$error":"#N/A"},{"$error":"#VALUE!"},{"$error":"#VALUE!"},{"$error":"#N/A"},{"$error":"#VALUE!"},216.12025294399044]
[null,"Input parameters incomplete","Input parameters incomplete","Input parameters incomplete","Input parameters incomplete",70,4.4000027728855584E-2,1.0517109629788963,{"$error":"#N/A"},2600,{"$error":"#N/A"},0.13448996614987752,0.08,0.94017322529788749,30,0.40448147125449346,0.64618669888983304,0,null,null,null,{"$error":"#N/A"},{"$error":"#VALUE!"},{"$error":"#VALUE!"},{"$error":"#N/A"},{"$error":"#VALUE!"},144.21933340922806]
[null,"Input parameters incomplete","Input parameters incomplete","Input parameters incomplete","Input parameters incomplete",70,8.6005634217474924E-2,1.0161638673437647,{"$error":"#N/A"},2600,{"$error":"#N/A"},0.10296732517914139,0.08,0.91808159344890861,30,0.4177605780417899,0.66266889001213847,0,null,null,null,{"$error":"#N/A"},{"$error":"#VALUE!"},{"$error":"#VALUE!"},{"$error":"#N/A"},{"$error":"#VALUE!"},227.35017940962689]
[null,"Input parameters incomplete","Input parameters incomplete","Input parameters incomplete","Input parameters incomplete",70,3.0231957300743822E-3,1.0960616569204615,{"$error":"#N/A"},2600,{"$error":"#N/A"},0.15963767067720827,0.08,0.94596188422331673,30,0.43225886356362864,0.74807125132832275,0,null,null,null,{"$error":"#N/A"},{"$error":"#VALUE!"},{"$error":"#VALUE!"},{"$error":"#N/A"},{"$error":"#VALUE!"},215.09820953440538]
[null,"Input parameters incomplete","Input parameters incomplete","Input parameters incomplete","Input parameters incomplete",70,8.4255966841862276E-2,1.0390606225839414,{"$error":"#N/A"},2600,{"$error":"#N/A"},0.14880836315053075,0.08,0.90336932335530573,30,0.44388006138480446,0.73024445754611245,0,null,null,null,{"$error":"#N/A"},{"$error":"#VALUE!"},{"$error":"#VALUE!"},{"$error":"#N/A"},{"$error":"#VALUE!"},142.97091062522739]
[null,"Input parameters incomplete","Input parameters incomplete","Input parameters incomplete","Input parameters incomplete",70,4.2072707276139931E-2,1.1660061578803955,{"$error":"#N/A"},2600,{"$error":"#N/A"},0.15562647874686886,0.08,0.95357480550254914,30,0.47002415989428004,0.70758899713240209,0,null,null,null,{"$error":"#N/A"},{"$error":"#VALUE!"},{"$error":"#VALUE!"},{"$error":"#N/A"},{"$error":"#VALUE!"},245.40349037054443]
[null,"Input parameters incomplete","Input parameters incomplete","Input parameters incomplete","Input parameters incomplete",70,7.5622306203566914E-2,1.0276423654015012,{"$error":"#N/A"},2600,{"$error":"#N/A"},0.11424045606512004,0.08,0.93840260338240056,30,0.48123665255943038,0.71831837013919353,0,null,null,null,{"$error":"#N/A"},{"$error":"#VALUE!"},{"$error":"#VALUE!"},{"$error":"#N/A"},{"$error":"#VALUE!"},235.78318372592739]
[null,"Input parameters incomplete","Input parameters incomplete","Input parameters incomplete","Input parameters incomplete",70,5.049713552398221E-2,1.0659170664497311,{"$error":"#N/A"},2600,{"$error":"#N/A"},0.19335686495915239,0.08,0.9527634858409485,30,0.47736380146531548,0.78919182914523378,0,null,null,null,{"$error":"#N/A"},{"$error":"#VALUE!"},{"$error":"#VALUE!"},{"$error":"#N/A"},{"$error":"#VALUE!"},199.48323377381126]
[null,"Input parameters incomplete","Input parameters incomplete","Input parameters incomplete","Input parameters incomplete",70,7.9060995100413811E-2,1.0516998718880206,{"$error":"#N/A"},2600,{"$error":"#N/A"},0.13834658117101559,0.08,0.95974022049618524,30,0.40928757110418407,0.69566323138188479,0,null,null,null,{"$error":"#N/A"},{"$error":"#VALUE!"},{"$error":"#VALUE!"},{"$error":"#N/A"},{"$error":"#VALUE!"},209.26794017735494]
[null,"Input parameters incomplete","Input parameters incomplete","Input parameters incomplete","Input parameters incomplete",70,5.3879439531580788E-2,1.0893026219158977,{"$error":"#N/A"},2600,{"$error":"#N/A"},0.16506558612118205,0.08,0.90761856602494584,30,0.48599219591932058,0.66627919015559711,0,null,null,null,{"$error":"#N/A"},{"$error":"#VALUE!"},{"$error":"#VALUE!"},{"$error":"#N/A"},{"$error":"#VALUE!"},150.15774964239802]
[null,"Input parameters incomplete","Input parameters incomplete","Input parameters incomplete","Input parameters incomplete",70,5.7659888017057279E-2,1.0324302613601701,{"$error":"#N/A"},2600,{"$error":"#N/A"},0.12430688974816795,0.08,0.9702224024685121,30,0.48839578576063691,0.6525619548622339,0,null,null,null,{"$error":"#N/A"},{"$error":"#VALUE!"},{"$error":"#VALUE!"},{"$error":"#N/A"},{"$error":"#VALUE!"},273.18712342340615]
[null,"Input parameters incomplete","Input parameters incomplete","Input parameters incomplete","Input parameters incomplete",70,4.9574013243540493E-2,1.1224717795367831,{"$error":"#N/A"},2600,{"$error":"#N/A"},0.15872259355627855,0.08,0.95409539549685762,30,0.47205692971641594,0.60638100022196106,0,null,null,null,{"$error":"#N/A"},{"$error":"#VALUE!"},{"$error":"#VALUE!"},{"$error":"#N/A"},{"$error":"#VALUE!"},181.10261094389409]
[null,"Input parameters incomplete","Input parameters incomplete","Input parameters incomplete","Input parameters incomplete",70,6.3999904182318615E-2,1.0478902606733889,{"$error":"#N/A"},2600,{"$error":"#N/A"},0.17393994897893261,0.08,0.97028076806899444,30,0.48909865263599678,0.70519406459789824,0,null,null,null,{"$error":"#N/A"},{"$error":"#VALUE!"},{"$error":"#VALUE!"},{"$error":"#N/A"},{"$error":"#VALUE!"},286.2614795552214]
[null,"Input parameters incomplete","Input parameters incomplete","Input parameters incomplete","Input parameters incomplete",70,5.3603131065818044E-2,1.047826010568595,{"$error":"#N/A"},2600,{"$error":"#N/A"},0.14935882842273696,0.08,0.92445310927138602,30,0.40590160209662723,0.68729095428082854,0,null,null,null,{"$error":"#N/A"},{"$error":"#VALUE!"},{"$error":"#VALUE!"},{"$error":"#N/A"},{"$error":"#VALUE!"},216.24437742586085]
[null,"Input parameters incomplete","Input parameters incomplete","Input parameters incomplete","Input parameters incomplete",70,3.7626261060552564E-2,1.0914356472985931,{"$error":"#N/A"},2600,{"$error":"#N/A"},0.14565337199223016,0.08,0.95884974476493878,30,0.44065303001684114,0.67230506484924069,0,null,null,null,{"$error":"#N/A"},{"$error":"#VALUE!"},{"$error":"#VALUE!"},{"$error":"#N/A"},{"$error":"#VALUE!"},121.12315279089876]
[null,"Input parameters incomplete","Input parameters incomplete","Input parameters incomplete","Input parameters incomplete",70,7.0340238620866469E-2,1.0409609843061891,{"$error":"#N/A"},2600,{"$error":"#N/A"},9.5308153328390585E-2,0.08,0.98083301276806067,30,0.44684328345193325,0.76545323196283754,0,null,null,null,{"$error":"#N/A"},{"$error":"#VALUE!"},{"$error":"#VALUE!"},{"$error":"#N/A"},{"$error":"#VALUE!"},163.77687422051656]
[null,"Input parameters incomplete","Input parameters incomplete","Input parameters incomplete","Input parameters incomplete",70,6.4117417420918643E-2,0.99103029149782129,{"$error":"#N/A"},2600,{"$error":"#N/A"},0.16440529959998201,0.08,0.99559333286336194,30,0.44418344816032351,0.61479820286723019,0,null,null,null,{"$error":"#N/A"},{"$error":"#VALUE!"},{"$error":"#VALUE!"},{"$error":"#N/A"},{"$error":"#VALUE!"},175.2821050618999]
[null,"Input parameters incomplete","Input parameters incomplete","Input parameters incomplete","Input parameters incomplete",70,6.4237169740388567E-2,1.0472040953192672,{"$error":"#N/A"},2600,{"$error":"#N/A"},0.1978385957368731,0.08,0.95040455160389326,30,0.46626260888101967,0.68445799158618659,0,null,null,null,{"$error":"#N/A"},{"$error":"#VALUE!"},{"$error":"#VALUE!"},{"$error":"#N/A"},{"$error":"#VALUE!"},250.78536350457736]
[null,"Input parameters incomplete","Input parameters incomplete","Input parameters incomplete","Input parameters incomplete",70,7.023157397340074E-2,1.1025944889823205,{"$error":"#N/A"},2600,{"$error":"#N/A"},0.16059505424384179,0.08,0.95187157330040895,30,0.4864874015710281,0.63241700928545053,0,null,null,null,{"$error":"#N/A"},{"$error":"#VALUE!"},{"$error":"#VALUE!"},{"$error":"#N/A"},{"$error":"#VALUE!"},154.7434133762269]
[null,"Input parameters incomplete","Input parameters incomplete","Input parameters incomplete","Input parameters incomplete",70,5.6195924491282266E-2,1.1515194687988444,{"$error":"#N/A"},2600,{"$error":"#N/A"},0.19012235853036355,0.08,0.91498611796142526,30,0.49267394415111421,0.68567636523376552,0,null,null,null,{"$error":"#N/A"},{"$error":"#VALUE!"},{"$error":"#VALUE!"},{"$error":"#N/A"},{"$error":"#VALUE!"},268.38193614430486]
[null,"Input parameters incomplete","Input parameters incomplete","Input parameters incomplete","Input parameters incomplete",70,1.9149744760344971E-2,0.98393538994704333,{"$error":"#N/A"},2600,{"$error":"#N/A"},0.16770011345770355,0.08,0.92169487386625382,30,0.41979799375191129,0.6699350990298687,0,null,null,null,{"$error":"#N/A"},{"$error":"#VALUE!"},{"$error":"#VALUE!"},{"$error":"#N/A"},{"$error":"#VALUE!"},249.74139633979351]
[null,"Input parameters incomplete","Input parameters incomplete","Input parameters incomplete","Input parameters incomplete",70,0.10529479140129554,1.0841705092095506,{"$error":"#N/A"},2600,{"$error":"#N/A"},0.14004504426604883,0.08,0.92227455115749712,30,0.44876369723117976,0.63563420817263716,0,null,null,null,{"$error":"#N/A"},{"$error":"#VALUE!"},{"$error":"#VALUE!"},{"$error":"#N/A"},{"$error":"#VALUE!"},181.09111834283422]
[null,"Input parameters incomplete","Input parameters incomplete","Input parameters incomplete","Input parameters incomplete",70,4.5420881233299369E-2,1.0289917905096719,{"$error":"#N/A"},2600,{"$error":"#N/A"},0.18213174571176097,0.08,0.95305352978218327,30,0.46360940209295665,0.78794021781109536,0,null,null,null,{"$error":"#N/A"},{"$error":"#VALUE!"},{"$error":"#VALUE!"},{"$error":"#N/A"},{"$error":"#VALUE!"},163.21090787585166]
[null,"Input parameters incomplete","Input parameters incomplete","Input parameters incomplete","Input parameters incomplete",70,3.2776405795192122E-2,1.0022969126739656,{"$error":"#N/A"},2600,{"$error":"#N/A"},0.12905656428410986,0.08,0.93918960863608736,30,0.46562355569388547,0.61924289502519825,0,null,null,null,{"$error":"#N/A"},{"$error":"#VALUE!"},{"$error":"#VALUE!"},{"$error":"#N/A"},{"$error":"#VALUE!"},124.22791061038731]
[null,"Input parameters incomplete","Input parameters incomplete","Input parameters incomplete","Input parameters incomplete",70,3.1158349232520453E-2,1.0748978418330895,{"$error":"#N/A"},2600,{"$error":"#N/A"},0.16703143324226061,0.08,0.97366142811915612,30,0.47055950088095744,0.74886763611172469,0,null,null,null,{"$error":"#N/A"},{"$error":"#VALUE!"},{"$error":"#VALUE!"},{"$error":"#N/A"},{"$error":"#VALUE!"},318.28240714777769]
[null,"Input parameters incomplete","Input parameters incomplete","Input parameters incomplete","Input parameters incomplete",70,7.0308886322936595E-2,1.0564270130196256,{"$error":"#N/A"},2600,{"$error":"#N/A"},0.18840773055305116,0.08,0.9201524857950889,30,0.43750990450383043,0.60173427322673467,0,null,null,null,{"$error":"#N/A"},{"$error":"#VALUE!"},{"$error":"#VALUE!"},{"$error":"#N/A"},{"$error":"#VALUE!"},256.91992810547282]
[null,"Input parameters incomplete","Input parameters incomplete","Input parameters incomplete","Input parameters incomplete",70,7.8447416821296745E-2,1.0684062924927047,{"$error":"#N/A"},2600,{"$error":"#N/A"},0.14094619953045534,0.08,0.93496564943954008,30,0.48417564760440074,0.61609974210239571,0,null,null,null,{"$error":"#N/A"},{"$error":"#VALUE!"},{"$error":"#VALUE!"},{"$error":"#N/A"},{"$error":"#VALUE!"},276.59264702854682]
[null,"Input parameters incomplete","Input parameters incomplete","Input parameters incomplete","Input parameters incomplete",70,6.9560158837577213E-2,1.0687264064196114,{"$error":"#N/A"},2600,{"$error":"#N/A"},8.6461211829026718E-2,0.08,0.98183050057344579,30,0.45864554370903415,0.7241635846976795,0,null,null,null,{"$error":"#N/A"},{"$error":"#VALUE!"},{"$error":"#VALUE!"},{"$error":"#N/A"},{"$error":"#VALUE!"},147.26442598447667]
[null,"Input parameters incomplete","Input parameters incomplete","Input parameters incomplete","Input parameters incomplete",70,6.7368417059215854E-2,1.1278595430623184,{"$error":"#N/A"},2600,{"$error":"#N/A"},0.11834780744337597,0.08,0.95074781136063169,30,0.45923942555185926,0.63888653993086708,0,null,null,null,{"$error":"#N/A"},{"$error":"#VALUE!"},{"$error":"#VALUE!"},{"$error":"#N/A"},{"$error":"#VALUE!"},236.60742454721478]
[null,"Input parameters incomplete","Input parameters incomplete","Input parameters incomplete","Input parameters incomplete",70,8.0503936904806492E-2,1.0248061370381139,{"$error":"#N/A"},2600,{"$error":"#N/A"},0.14702878338999745,0.08,0.93265125091445289,30,0.45361368040597427,0.64257804124728557,0,null,null,null,{"$error":"#N/A"},{"$error":"#VALUE!"},{"$error":"#VALUE!"},{"$error":"#N/A"},{"$error":"#VALUE!"},160.10222270870017]
[null,"Input parameters incomplete","Input parameters incomplete","Input parameters incomplete","Input parameters incomplete",70,6.40018086741381E-2,1.1298383935021701,{"$error":"#N/A"},2600,{"$error":"#N/A"},8.6076485697253305E-2,0.08,0.93055471595850581,30,0.4986614812193792,0.79986423101789617,0,null,null,null,{"$error":"#N/A"},{"$error":"#VALUE!"},{"$error":"#VALUE!"},{"$error":"#N/A"},{"$error":"#VALUE!"},195.05223759187425]
[null,"Input parameters incomplete","Input parameters incomplete","Input parameters incomplete","Input parameters incomplete",70,3.0626996509063413E-2,1.0403749038034291,{"$error":"#N/A"},2600,{"$error":"#N/A"},0.17864480738632371,0.08,0.99072201843155483,30,0.46796670961281367,0.68566114901122799,0,null,null,null,{"$error":"#N/A"},{"$error":"#VALUE!"},{"$error":"#VALUE!"},{"$error":"#N/A"},{"$error":"#VALUE!"},138.08906908418356]
[null,"Input parameters incomplete","Input parameters incomplete","Input parameters incomplete","Input parameters incomplete",70,8.5206405640045307E-2,1.0639955199017961,{"$error":"#N/A"},2600,{"$error":"#N/A"},8.7755361369384721E-2,0.08,0.94248417708972732,30,0.46578586336632899,0.61858774037957098,0,null,null,null,{"$error":"#N/A"},{"$error":"#VALUE!"},{"$error":"#VALUE!"},{"$error":"#N/A"},{"$error":"#VALUE!"},183.73438821373739]
[null,"Input parameters incomplete","Input parameters incomplete","Input parameters incomplete","Input parameters incomplete",70,5.6078726149878327E-2,1.0643801616320419,{"$error":"#N/A"},2600,{"$error":"#N/A"},0.114560494857938,0.08,0.99514209120936881,30,0.46743233897406378,0.71201706367188256,0,null,null,null,{"$error":"#N/A"},{"$error":"#VALUE!"},{"$error":"#VALUE!"},{"$error":"#N/A"},{"$error":"#VALUE!"},239.97446299862742]
[null,"Input parameters incomplete","Input parameters incomplete","Input parameters incomplete","Input parameters incomplete",70,4.0738745991644384E-2,1.0507562701213982,{"$error":"#N/A"},2600,{"$error":"#N/A"},0.14739795338111342,0.08,0.97005088349877422,30,0.46638451941791281,0.71271525468107877,0,null,null,null,{"$error":"#N/A"},{"$error":"#VALUE!"},{"$error":"#VALUE!"},{"$error":"#N/A"},{"$error":"#VALUE!"},128.4561272999461]
[null,"Input parameters incomplete","Input parameters incomplete","Input parameters incomplete","Input parameters incomplete",70,5.2749122388611902E-2,1.1102003951601962,{"$error":"#N/A"},2600,{"$error":"#N/A"},0.13666031054880351,0.08,0.92596443338582546,30,0.43949433702592894,0.67448352043694648,0,null,null,null,{"$error":"#N/A"},{"$error":"#VALUE!"},{"$error":"#VALUE!"},{"$error":"#N/A"},{"$error":"#VALUE!"},171.01956056933903]
[null,"Input parameters incomplete","Input parameters incomplete","Input parameters incomplete","Input parameters incomplete",70,5.9524095909327189E-2,1.0606574394295902,{"$error":"#N/A"},2600,{"$error":"#N/A"},0.17046674285920632,0.08,0.95600770905992849,30,0.49101625526913528,0.67525278894438656,0,null,null,null,{"$error":"#N/A"},{"$error":"#VALUE!"},{"$error":"#VALUE!"},{"$error":"#N/A"},{"$error":"#VALUE!"},163.86068309793257]
[null,"Input parameters incomplete","Input parameters incomplete","Input parameters incomplete","Input parameters incomplete",70,4.4532415264784339E-2,1.130001119841896,{"$error":"#N/A"},2600,{"$error":"#N/A"},0.1918629374426421,0.08,0.97473637837890004,30,0.41682426982371668,0.76972949830414972,0,null,null,null,{"$error":"#N/A"},{"$error":"#VALUE!"},{"$error":"#VALUE!"},{"$error":"#N/A"},{"$error":"#VALUE!"},120.55661507062118]
[null,"Input parameters incomplete","Input parameters incomplete","Input parameters incomplete","Input parameters incomplete",70,8.3521084686608002E-2,1.0661310044645305,{"$error":"#N/A"},2600,{"$error":"#N/A"},8.5152773121918476E-2,0.08,0.95518921641448973,30,0.40162451064913335,0.62356173725667663,0,null,null,null,{"$error":"#N/A"},{"$error":"#VALUE!"},{"$error":"#VALUE!"},{"$error":"#N/A"},{"$error":"#VALUE!"},187.85686147496656]
[null,"Input parameters incomplete","Input parameters incomplete","Input parameters incomplete","Input parameters incomplete",70,6.4355312117318694E-2,1.1482068924733178,{"$error":"#N/A"},2600,{"$error":"#N/A"},9.7513304359657813E-2,0.08,0.95863747494335971,30,0.46679258898009135,0.69078176980983252,0,null,null,null,{"$error":"#N/A"},{"$error":"#VALUE!"},{"$error":"#VALUE!"},{"$error":"#N/A"},{"$error":"#VALUE!"},148.21172933979014]
[null,"Input parameters incomplete","Input parameters incomplete","Input parameters incomplete","Input parameters incomplete",70,4.6974691288898557E-2,1.0794588333459842,{"$error":"#N/A"},2600,{"$error":"#N/A"},0.10984831425612958,0.08,0.95470882084978381,30,0.40421324724697472,0.70886711372722044,0,null,null,null,{"$error":"#N/A"},{"$error":"#VALUE!"},{"$error":"#VALUE!"},{"$error":"#N/A"},{"$error":"#VALUE!"},262.09414063813983]
[null,"Input parameters incomplete","Input parameters incomplete","Input parameters incomplete","Input parameters incomplete",70,7.0159152100459074E-2,1.0160477346471317,{"$error":"#N/A"},2600,{"$error":"#N/A"},0.13559082276385351,0.08,0.97950770592960645,30,0.44343496355641226,0.65707174136225055,0,null,null,null,{"$error":"#N/A"},{"$error":"#VALUE!"},{"$error":"#VALUE!"},{"$error":"#N/A"},{"$error":"#VALUE!"},244.57154703401039]
[null,"Input parameters incomplete","Input parameters incomplete","Input parameters incomplete","Input parameters incomplete",70,3.6944522422601864E-2,1.0173601404792556,{"$error":"#N/A"},2600,{"$error":"#N/A"},0.19026588913792034,0.08,0.96034210690837041,30,0.41266169220389792,0.69782257947659754,0,null,null,null,{"$error":"#N/A"},{"$error":"#VALUE!"},{"$error":"#VALUE!"},{"$error":"#N/A"},{"$error":"#VALUE!"},131.19396205400363]
[null,"Input parameters incomplete","Input parameters incomplete","Input parameters incomplete","Input parameters incomplete",70,5.1244927689778987E-2,1.0566320588974301,{"$error":"#N/A"},2600,{"$error":"#N/A"},0.14244142317849809,0.08,0.92390075575579067,30,0.41079220114819337,0.79492655300265525,0,null,null,null,{"$error":"#N/A"},{"$error":"#VALUE!"},{"$error":"#VALUE!"},{"$error":"#N/A"},{"$error":"#VALUE!"},224.37547964068517]
[null,"Input parameters incomplete","Input parameters incomplete","Input parameters incomplete","Input parameters incomplete",70,7.1353970047885851E-2,1.093229646291169,{"$error":"#N/A"},2600,{"$error":"#N/A"},0.14760039349269283,0.08,0.9468649645823205,30,0.47348996594570708,0.71471200231018872,0,null,null,null,{"$error":"#N/A"},{"$error":"#VALUE!"},{"$error":"#VALUE!"},{"$error":"#N/A"},{"$error":"#VALUE!"},267.15151217882266]
[null,"Input parameters incomplete","Input parameters incomplete","Input parameters incomplete","Input parameters incomplete",70,8.4338250096535672E-2,1.1214792138438501,{"$error":"#N/A"},2600,{"$error":"#N/A"},0.1906729887847774,0.08,0.92184153122267021,30,0.48442481289527739,0.79797984089216678,0,null,null,null,{"$error":"#N/A"},{"$error":"#VALUE!"},{"$error":"#VALUE!"},{"$error":"#N/A"},{"$error":"#VALUE!"},229.15889816397222]
[null,"Input parameters incomplete","Input parameters incomplete","Input parameters incomplete","Input parameters incomplete",70,4.0503668704747087E-2,1.0327345755556998,{"$error":"#N/A"},2600,{"$error":"#N/A"},0.17701239284452658,0.08,0.962929319480618,30,0.45760481073118903,0.72648507567621279,0,null,null,null,{"$error":"#N/A"},{"$error":"#VALUE!"},{"$error":"#VALUE!"},{"$error":"#N/A"},{"$error":"#VALUE!"},136.23285265489679]
[null,"Input parameters incomplete","Input parameters incomplete","Input parameters incomplete","Input parameters incomplete",70,4.8579178314105811E-2,1.0355913151975273,{"$error":"#N/A"},2600,{"$error":"#N/A"},0.15539246797003223,0.08,0.94794237318955465,30,0.43610934918736066,0.66786085762115677,0,null,null,null,{"$error":"#N/A"},{"$error":"#VALUE!"},{"$error":"#VALUE!"},{"$error":"#N/A"},{"$error":"#VALUE!"},197.96924850122815]
[null,"Input parameters incomplete","Input parameters incomplete","Input parameters incomplete","Input parameters incomplete",70,5.8371865619435338E-2,1.0344057331631409,{"$error":"#N/A"},2600,{"$error":"#N/A"},0.10298480083517723,0.08,0.92347355876082726,30,0.40374551713332063,0.6928351748228434,0,null,null,null,{"$error":"#N/A"},{"$error":"#VALUE!"},{"$error":"#VALUE!"},{"$error":"#N/A"},{"$error":"#VALUE!"},157.2225898252174]
[null,"Input parameters incomplete","Input parameters incomplete","Input parameters incomplete","Input parameters incomplete",70,8.775110002199811E-2,0.97870481960497446,{"$error":"#N/A"},2600,{"$error":"#N/A"},9.2439162152293558E-2,0.08,0.991281275908937,30,0.46009302841182392,0.73076235427519953,0,null,null,null,{"$error":"#N/A"},{"$error":"#VALUE!"},{"$error":"#VALUE!"},{"$error":"#N/A"},{"$error":"#VALUE!"},226.27089657739893]
[null,"Input parameters incomplete","Input parameters incomplete","Input parameters incomplete","Input parameters incomplete",70,2.8023776617420088E-2,1.1237793454822465,{"$error":"#N/A"},2600,{"$error":"#N/A"},0.14659561903263463,0.08,0.94518548357132803,30,0.40839892294879687,0.69195723179488056,0,null,null,null,{"$error":"#N/A"},{"$error":"#VALUE!"},{"$error":"#VALUE!"},{"$error":"#N/A"},{"$error":"#VALUE!"},119.13094160419735]
[null,"Input parameters incomplete","Input parameters incomplete","Input parameters incomplete","Input parameters incomplete",70,6.5814398498248966E-2,1.0924508157583355,{"$error":"#N/A"},2600,{"$error":"#N/A"},0.12732255894127478,0.08,0.9174345582244926,30,0.44558444575086864,0.65906922125160083,0,null,null,null,{"$error":"#N/A"},{"$error":"#VALUE!"},{"$error":"#VALUE!"},{"$error":"#N/A"},{"$error":"#VALUE!"},242.42709527961711]
[null,"Input parameters incomplete","Input parameters incomplete","Input parameters incomplete","Input parameters incomplete",70,4.4311254648381551E-2,1.0976160509426682,{"$error":"#N/A"},2600,{"$error":"#N/A"},0.10715296431583554,0.08,0.95610193816002642,30,0.47096645671259468,0.75673570690011538,0,null,null,null,{"$error":"#N/A"},{"$error":"#VALUE!"},{"$error":"#VALUE!"},{"$error":"#N/A"},{"$error":"#VALUE!"},202.56314311941958]
[null,"Input parameters incomplete","Input parameters incomplete","Input parameters incomplete","Input parameters incomplete",70,8.4287774612536018E-2,1.1475146969501433,{"$error":"#N/A"},2600,{"$error":"#N/A"},0.14012888045518657,0.08,0.94575901044074095,30,0.41787510242244996,0.64550384020427343,0,null,null,null,{"$error":"#N/A"},{"$error":"#VALUE!"},{"$error":"#VALUE!"},{"$error":"#N/A"},{"$error":"#VALUE!"},155.45843423074194]
[null,"Input parameters incomplete","Input parameters incomplete","Input parameters incomplete","Input parameters incomplete",70,6.5243164020103647E-2,1.0687872071684463,{"$error":"#N/A"},2600,{"$error":"#N/A"},0.13496832458590063,0.08,0.95878975684203149,30,0.40720241421291253,0.72046270195496087,0,null,null,null,{"$error":"#N/A"},{"$error":"#VALUE!"},{"$error":"#VALUE!"},{"$error":"#N/A"},{"$error":"#VALUE!"},239.84001504269079]
[null,"Input parameters incomplete","Input parameters incomplete","Input parameters incomplete","Input parameters incomplete",70,3.3748924273055703E-2,0.99924298393924416,{"$error":"#N/A"},2600,{"$error":"#N/A"},0.10312451542726096,0.08,0.95285370230787925,30,0.42285290097624578,0.67146850909072253,0,null,null,null,{"$error":"#N/A"},{"$error":"#VALUE!"},{"$error":"#VALUE!"},{"$error":"#N/A"},{"$error":"#VALUE!"},259.16074446047867]
[null,"Input parameters incomplete","Input parameters incomplete","Input parameters incomplete","Input parameters incomplete",70,7.7054021716081403E-2,1.0011676913846403,{"$error":"#N/A"},2600,{"$error":"#N/A"},0.11176792525407775,0.08,0.96273098497177212,30,0.43149002986710711,0.79298970601586949,0,null,null,null,{"$error":"#N/A"},{"$error":"#VALUE!"},{"$error":"#VALUE!"},{"$error":"#N/A"},{"$error":"#VALUE!"},189.76234703392529]
[null,"Input parameters incomplete","Input parameters incomplete","Input parameters incomplete","Input parameters incomplete",70,2.2828258892667243E-2,1.0449142496849275,{"$error":"#N/A"},2600,{"$error":"#N/A"},8.1982909845541699E-2,0.08,0.95125516780894792,30,0.4366466040040643,0.65751188519142778,0,null,null,null,{"$error":"#N/A"},{"$error":"#VALUE!"},{"$error":"#VALUE!"},{"$error":"#N/A"},{"$error":"#VALUE!"},155.15232659045199]
[null,"Input parameters incomplete","Input parameters incomplete","Input parameters incomplete","Input parameters incomplete",70,8.0941694622693655E-2,1.0872815308233243,{"$error":"#N/A"},2600,{"$error":"#N/A"},0.12204479131806832,0.08,0.91322995350339464,30,0.41322812980669654,0.6380844810269608,0,null,null,null,{"$error":"#N/A"},{"$error":"#VALUE!"},{"$error":"#VALUE!"},{"$error":"#N/A"},{"$error":"#VALUE!"},249.68639498223882]
[null,"Input parameters incomplete","Input parameters incomplete","Input parameters incomplete","Input parameters incomplete",70,9.7432233143501717E-2,1.0152202540679702,{"$error":"#N/A"},2600,{"$error":"#N/A"},0.16547350202086747,0.08,0.98600973001795755,30,0.43206343734640773,0.62265275424601263,0,null,null,null,{"$error":"#N/A"},{"$error":"#VALUE!"},{"$error":"#VALUE!"},{"$error":"#N/A"},{"$error":"#VALUE!"},238.69076921008354]
[null,"Input parameters incomplete","Input parameters incomplete","Input parameters incomplete","Input parameters incomplete",70,8.5198470856005057E-2,1.0532564264225535,{"$error":"#N/A"},2600,{"$error":"#N/A"},0.11192718814049885,0.08,0.9486814793321513,30,0.41807690957482191,0.71211396187423515,0,null,null,null,{"$error":"#N/A"},{"$error":"#VALUE!"},{"$error":"#VALUE!"},{"$error":"#N/A"},{"$error":"#VALUE!"},261.32669707848243]
[null,"Input parameters incomplete","Input parameters incomplete","Input parameters incomplete","Input parameters incomplete",70,6.1694961471937718E-2,1.1577619134096278,{"$error":"#N/A"},2600,{"$error":"#N/A"},0.1279018209226831,0.08,0.94480099942207041,30,0.44461570478579715,0.79915697163546151,0,null,null,null,{"$error":"#N/A"},{"$error":"#VALUE!"},{"$error":"#VALUE!"},{"$error":"#N/A"},{"$error":"#VALUE!"},249.21390555972036]
[null,"Input parameters incomplete","Input parameters incomplete","Input parameters incomplete","Input parameters incomplete",70,7.3653192668870521E-2,1.1101471836038155,{"$error":"#N/A"},2600,{"$error":"#N/A"},0.10341120936745318,0.08,0.94564493547934625,30,0.45323903943605365,0.60908575639479179,0,null,null,null,{"$error":"#N/A"},{"$error":"#VALUE!"},{"$error":"#VALUE!"},{"$error":"#N/A"},{"$error":"#VALUE!"},132.72624648292242]
[null,"Input parameters incomplete","Input parameters incomplete","Input parameters incomplete","Input parameters incomplete",70,5.2971930705140828E-2,1.0875731596729885,{"$error":"#N/A"},2600,{"$error":"#N/A"},0.13937676504500629,0.08,0.97668874992070787,30,0.49514850714888536,0.61821515347058376,0,null,null,null,{"$error":"#N/A"},{"$error":"#VALUE!"},{"$error":"#VALUE!"},{"$error":"#N/A"},{"$error":"#VALUE!"},255.89843710821151]
[null,"Input parameters incomplete","Input parameters incomplete","Input parameters incomplete","Input parameters incomplete",70,6.8607132300304602E-2,1.0237474720714339,{"$error":"#N/A"},2600,{"$error":"#N/A"},0.16875457735204755,0.08,0.93191461875839376,30,0.47277523653777581,0.62821474249441045,0,null,null,null,{"$error":"#N/A"},{"$error":"#VALUE!"},{"$error":"#VALUE!"},{"$error":"#N/A"},{"$error":"#VALUE!"},179.61932558695599]
[null,"Input parameters incomplete","Input parameters incomplete","Input parameters incomplete","Input parameters incomplete",70,6.2533451268880116E-2,1.0291239958982021,{"$error":"#N/A"},2600,{"$error":"#N/A"},0.1397187366158931,0.08,0.95095578523063862,30,0.48757622339229217,0.76955070158539651,0,null,null,null,{"$error":"#N/A"},{"$error":"#VALUE!"},{"$error":"#VALUE!"},{"$error":"#N/A"},{"$error":"#VALUE!"},164.98945017910273]
[null,"Input parameters incomplete","Input parameters incomplete","Input parameters incomplete","Input parameters incomplete",70,7.2471747716752244E-2,1.0453645305587917,{"$error":"#N/A"},2600,{"$error":"#N/A"},0.15982976485449912,0.08,0.96512652710897751,30,0.459765582865162,0.61161522198403329,0,null,null,null,{"$error":"#N/A"},{"$error":"#VALUE!"},{"$error":"#VALUE!"},{"$error":"#N/A"},{"$error":"#VALUE!"},181.60381118405934]
[null,"Input parameters incomplete","Input parameters incomplete","Input parameters incomplete","Input parameters incomplete",70,3.5643338559235384E-2,1.0678356655280195,{"$error":"#N/A"},2600,{"$error":"#N/A"},0.12681467658152787,0.08,0.94027208142727625,30,0.48279306695543095,0.74601346922940781,0,null,null,null,{"$error":"#N/A"},{"$error":"#VALUE!"},{"$error":"#VALUE!"},{"$error":"#N/A"},{"$error":"#VALUE!"},254.82502558340167]
[null,"Input parameters incomplete","Input parameters incomplete","Input parameters incomplete","Input parameters incomplete",70,4.395393383538887E-2,1.1078373762039664,{"$error":"#N/A"},2600,{"$error":"#N/A"},0.14770827649059851,0.08,0.95614981743840455,30,0.49220066312055377,0.68879560289596564,0,null,null,null,{"$error":"#N/A"},{"$error":"#VALUE!"},{"$error":"#VALUE!"},{"$error":"#N/A"},{"$error":"#VALUE!"},255.01667411936933]
[null,"Input parameters incomplete","Input parameters incomplete","Input parameters incomplete","Input parameters incomplete",70,7.3925112773887552E-2,1.093067159277836,{"$error":"#N/A"},2600,{"$error":"#N/A"},0.13605924083790727,0.08,0.95014735995336375,30,0.4545692377047017,0.72711191829005872,0,null,null,null,{"$error":"#N/A"},{"$error":"#VALUE!"},{"$error":"#VALUE!"},{"$error":"#N/A"},{"$error":"#VALUE!"},227.099578721775]
[null,"Input parameters incomplete","Input parameters incomplete","Input parameters incomplete","Input parameters incomplete",70,8.7708765246681045E-2,1.0512201858761019,{"$error":"#N/A"},2600,{"$error":"#N/A"},0.12154696775231746,0.08,0.9270605534372478,30,0.45477495826026021,0.75520572773331973,0,null,null,null,{"$error":"#N/A"},{"$error":"#VALUE!"},{"$error":"#VALUE!"},{"$error":"#N/A"},{"$error":"#VALUE!"},265.57269682506791]
[null,"Input parameters incomplete","Input parameters incomplete","Input parameters incomplete","Input parameters incomplete",70,8.1908529594653834E-2,1.0386079843175402,{"$error":"#N/A"},2600,{"$error":"#N/A"},0.1932774795139352,0.08,0.95939564252522214,30,0.43260022708382173,0.76247762055922219,0,null,null,null,{"$error":"#N/A"},{"$error":"#VALUE!"},{"$error":"#VALUE!"},{"$error":"#N/A"},{"$error":"#VALUE!"},270.83258902509925]
[null,"Input parameters incomplete","Input parameters incomplete","Input parameters incomplete","Input parameters incomplete",70,7.0727183169594185E-2,1.0318123673357051,{"$error":"#N/A"},2600,{"$error":"#N/A"},0.16767892991061362,0.08,0.97560781455672374,30,0.48887796520825599,0.71275679437571005,0,null,null,null,{"$error":"#N/A"},{"$error":"#VALUE!"},{"$error":"#VALUE!"},{"$error":"#N/A"},{"$error":"#VALUE!"},266.14095601020483]
[null,"Input parameters incomplete","Input parameters incomplete","Input parameters incomplete","Input parameters incomplete",70,3.5730067241623718E-2,1.0129313731784348,{"$error":"#N/A"},2600,{"$error":"#N/A"},0.11511188102685238,0.08,0.96291174451633477,30,0.48146157608829243,0.76566535247493905,0,null,null,null,{"$error":"#N/A"},{"$error":"#VALUE!"},{"$error":"#VALUE!"},{"$error":"#N/A"},{"$error":"#VALUE!"},247.34359261939997]
[null,"Input parameters incomplete","Input parameters incomplete","Input parameters incomplete","Input parameters incomplete",70,5.9592397934744058E-2,1.0383201163607869,{"$error":"#N/A"},2600,{"$error":"#N/A"},9.0785534339321627E-2,0.08,0.93189886637737995,30,0.49231683462349324,0.72982826146331559,0,null,null,null,{"$error":"#N/A"},{"$error":"#VALUE!"},{"$error":"#VALUE!"},{"$error":"#N/A"},{"$error":"#VALUE!"},211.34484716519424]
[null,"Input parameters incomplete","Input parameters incomplete","Input parameters incomplete","Input parameters incomplete",70,6.5685838978656777E-2,1.0482433378370724,{"$error":"#N/A"},2600,{"$error":"#N/A"},0.13504507802812846,0.08,0.93717678072683408,30,0.41430716033145815,0.77226111755328142,0,null,null,null,{"$error":"#N/A"},{"$error":"#VALUE!"},{"$error":"#VALUE!"},{"$error":"#N/A"},{"$error":"#VALUE!"},123.45931884566416]
[null,"Input parameters incomplete","Input parameters incomplete","Input parameters incomplete","Input parameters incomplete",70,5.8496382300426454E-2,1.0708314895719171,{"$error":"#N/A"},2600,{"$error":"#N/A"},0.18368120717952224,0.08,0.97027359663972479,30,0.48994969679751998,0.6107073826118643,0,null,null,null,{"$error":"#N/A"},{"$error":"#VALUE!"},{"$error":"#VALUE!"},{"$error":"#N/A"},{"$error":"#VALUE!"},229.77463548076133]
[null,"Input parameters incomplete","Input parameters incomplete","Input parameters incomplete","Input parameters incomplete",70,8.0701042771895354E-2,0.9788375568145159,{"$error":"#N/A"},2600,{"$error":"#N/A"},0.15709436763688334,0.08,0.94669702680868684,30,0.43948897150128408,0.67157231848838472,0,null,null,null,{"$error":"#N/A"},{"$error":"#VALUE!"},{"$error":"#VALUE!"},{"$error":"#N/A"},{"$error":"#VALUE!"},148.54989496373446]
[null,"Input parameters incomplete","Input parameters incomplete","Input parameters incomplete","Input parameters incomplete",70,4.2768135471308283E-2,1.0816700567610689,{"$error":"#N/A"},2600,{"$error":"#N/A"},8.5306715433207697E-2,0.08,0.94038839517711548,30,0.41253101497866163,0.71416404755540241,0,null,null,null,{"$error":"#N/A"},{"$error":"#VALUE!"},{"$error":"#VALUE!"},{"$error":"#N/A"},{"$error":"#VALUE!"},150.29102622976177]
[null,"Input parameters incomplete","Input parameters incomplete","Input parameters incomplete","Input parameters incomplete",70,6.8966121321249088E-2,0.98513206115580143,{"$error":"#N/A"},2600,{"$error":"#N/A"},9.0643598719896093E-2,0.08,0.97148376874126241,30,0.43544835238713808,0.77677784618605916,0,null,null,null,{"$error":"#N/A"},{"$error":"#VALUE!"},{"$error":"#VALUE!"},{"$error":"#N/A"},{"$error":"#VALUE!"},144.18198432374928]
[null,"Input parameters incomplete","Input parameters incomplete","Input parameters incomplete","Input parameters incomplete",70,9.2852614492108076E-2,1.021041563525511,{"$error":"#N/A"},2600,{"$error":"#N/A"},9.0505302928295714E-2,0.08,0.9549362482680176,30,0.41666685273427584,0.62475897595177399,0,null,null,null,{"$error":"#N/A"},{"$error":"#VALUE!"},{"$error":"#VALUE!"},{"$error":"#N/A"},{"$error":"#VALUE!"},177.43746409132913]
[null,"Input parameters incomplete","Input parameters incomplete","Input parameters incomplete","Input parameters incomplete",70,3.2384831094130651E-2,1.1080281038430257,{"$error":"#N/A"},2600,{"$error":"#N/A"},0.16883909271448044,0.08,0.92196313979874323,30,0.44942750173464474,0.72172769810656945,0,null,null,null,{"$error":"#N/A"},{"$error":"#VALUE!"},{"$error":"#VALUE!"},{"$error":"#N/A"},{"$error":"#VALUE!"},263.10018321584283]
[null,"Input parameters incomplete","Input parameters incomplete","Input parameters incomplete","Input parameters incomplete",70,7.6424687078616632E-2,1.095507242264202,{"$error":"#N/A"},2600,{"$error":"#N/A"},0.17233663992213649,0.08,0.96242563684908455,30,0.46032993700645142,0.72968765607728625,0,null,null,null,{"$error":"#N/A"},{"$error":"#VALUE!"},{"$error":"#VALUE!"},{"$error":"#N/A"},{"$error":"#VALUE!"},204.30819245656116]
[null,"Input parameters incomplete","Input parameters incomplete","Input parameters incomplete","Input parameters incomplete",70,6.2719583111611243E-2,1.0225292080263133,{"$error":"#N/A"},2600,{"$error":"#N/A"},0.19803460406382578,0.08,0.94666785895769578,30,0.45364136215568734,0.66799804582808098,0,null,null,null,{"$error":"#N/A"},{"$error":"#VALUE!"},{"$error":"#VALUE!"},{"$error":"#N/A"},{"$error":"#VALUE!"},148.6472072084492]
[null,"Input parameters incomplete","Input parameters incomplete","Input parameters incomplete","Input parameters incomplete",70,6.1922708279483402E-2,1.1036055499434831,{"$error":"#N/A"},2600,{"$error":"#N/A"},0.14096190074855147,0.08,0.95864690995684965,30,0.47432265921440553,0.71885690821739778,0,null,null,null,{"$error":"#N/A"},{"$error":"#VALUE!"},{"$error":"#VALUE!"},{"$error":"#N/A"},{"$error":"#VALUE!"},298.23336498913159]
[null,"Input parameters incomplete","Input parameters incomplete","Input parameters incomplete","Input parameters incomplete",70,4.4632716694881877E-2,1.1277740801827618,{"$error":"#N/A"},2600,{"$error":"#N/A"},8.6888316818987732E-2,0.08,0.94274130770999442,30,0.48464494204318376,0.68664464787155643,0,null,null,null,{"$error":"#N/A"},{"$error":"#VALUE!"},{"$error":"#VALUE!"},{"$error":"#N/A"},{"$error":"#VALUE!"},223.10446208928317]
[null,"Input parameters incomplete","Input parameters incomplete","Input parameters incomplete","Input parameters incomplete",70,1.5615731010238762E-2,1.0642048486518956,{"$error":"#N/A"},2600,{"$error":"#N/A"},8.4092147875593048E-2,0.08,0.95595931217662944,30,0.42702419065526825,0.77839316018047688,0,null,null,null,{"$error":"#N/A"},{"$error":"#VALUE!"},{"$error":"#VALUE!"},{"$error":"#N/A"},{"$error":"#VALUE!"},289.0716496425116]
[null,"Input parameters incomplete","Input parameters incomplete","Input parameters incomplete","Input parameters incomplete",70,3.4102811871605299E-2,1.0722223375949957,{"$error":"#N/A"},2600,{"$error":"#N/A"},9.7625314299386881E-2,0.08,0.9767504337230406,30,0.41662670164547405,0.68582735050623711,0,null,null,null,{"$error":"#N/A"},{"$error":"#VALUE!"},{"$error":"#VALUE!"},{"$error":"#N/A"},{"$error":"#VALUE!"},158.08478546048929]
[null,"Input parameters incomplete","Input parameters incomplete","Input parameters incomplete","Input parameters incomplete",70,6.3082494542568743E-2,1.0422248723440073,{"$error":"#N/A"},2600,{"$error":"#N/A"},0.14866201195764026,0.08,0.90750317345885967,30,0.43823848780382246,0.75028814760160201,0,null,null,null,{"$error":"#N/A"},{"$error":"#VALUE!"},{"$error":"#VALUE!"},{"$error":"#N/A"},{"$error":"#VALUE!"},217.10997625734754]
[null,"Input parameters incomplete","Input parameters incomplete","Input parameters incomplete","Input parameters incomplete",70,2.740101056321937E-2,1.1096023894249989,{"$error":"#N/A"},2600,{"$error":"#N/A"},8.7722601479542889E-2,0.08,0.97357491989551403,30,0.4169672898999352,0.71229678721243372,0,null,null,null,{"$error":"#N/A"},{"$error":"#VALUE!"},{"$error":"#VALUE!"},{"$error":"#N/A"},{"$error":"#VALUE!"},212.3793484193782]
[null,"Input parameters incomplete","Input parameters incomplete","Input parameters incomplete","Input parameters incomplete",70,5.7349726694789771E-2,0.98426302226631124,{"$error":"#N/A"},2600,{"$error":"#N/A"},0.12585668232549407,0.08,0.95396474231737582,30,0.4407260621784661,0.66415628919569591,0,null,null,null,{"$error":"#N/A"},{"$error":"#VALUE!"},{"$error":"#VALUE!"},{"$error":"#N/A"},{"$error":"#VALUE!"},171.75094447351111]
[null,"Input parameters incomplete","Input parameters incomplete","Input parameters incomplete","Input parameters incomplete",70,5.8273820800093884E-2,1.0147860656070504,{"$error":"#N/A"},2600,{"$error":"#N/A"},0.1347393554343268,0.08,0.95475292266051659,30,0.45536241862840532,0.61545490610604492,0,null,null,null,{"$error":"#N/A"},{"$error":"#VALUE!"},{"$error":"#VALUE!"},{"$error":"#N/A"},{"$error":"#VALUE!"},293.65747921687478]
[null,"Input parameters incomplete","Input parameters incomplete","Input parameters incomplete","Input parameters incomplete",70,5.8611873998950403E-2,1.1314625455202152,{"$error":"#N/A"},2600,{"$error":"#N/A"},9.7669922771286943E-2,0.08,0.95019471587444937,30,0.40333716674893177,0.60049327501901328,0,null,null,null,{"$error":"#N/A"},{"$error":"#VALUE!"},{"$error":"#VALUE!"},{"$error":"#N/A"},{"$error":"#VALUE!"},214.28830443854386]
[null,"Input parameters incomplete","Input parameters incomplete","Input parameters incomplete","Input parameters incomplete",70,5.926251193444055E-2,1.033317191953681,{"$error":"#N/A"},2600,{"$error":"#N/A"},0.10901718213129062,0.08,0.96421665228012421,30,0.42029052689387131,0.70260015074631199,0,null,null,null,{"$error":"#N/A"},{"$error":"#VALUE!"},{"$error":"#VALUE!"},{"$error":"#N/A"},{"$error":"#VALUE!"},132.65692217051478]
[null,"Input parameters incomplete","Input parameters incomplete","Input parameters incomplete","Input parameters incomplete",70,7.6371452577075852E-2,1.0360894889690164,{"$error":"#N/A"},2600,{"$error":"#N/A"},8.3683165634571705E-2,0.08,0.97606074895733586,30,0.41053617833409606,0.78953748609504038,0,null,null,null,{"$error":"#N/A"},{"$error":"#VALUE!"},{"$error":"#VALUE!"},{"$error":"#N/A"},{"$error":"#VALUE!"},188.99807737010772]
[null,"Input parameters incomplete","Input parameters incomplete","Input parameters incomplete","Input parameters incomplete",70,6.3551390649349199E-2,1.1006690180284291,{"$error":"#N/A"},2600,{"$error":"#N/A"},0.11870466042357379,0.08,0.93293832783964448,30,0.43056678687527505,0.67949381007733267,0,null,null,null,{"$error":"#N/A"},{"$error":"#VALUE!"},{"$error":"#VALUE!"},{"$error":"#N/A"},{"$error":"#VALUE!"},204.64380109714259]
[null,"Input parameters incomplete","Input parameters incomplete","Input parameters incomplete","Input parameters incomplete",70,4.4549207067951506E-2,1.0496730241405283,{"$error":"#N/A"},2600,{"$error":"#N/A"},9.2728826458040106E-2,0.08,0.95320208224740344,30,0.41448764132773636,0.77066095275102164,0,null,null,null,{"$error":"#N/A"},{"$error":"#VALUE!"},{"$error":"#VALUE!"},{"$error":"#N/A"},{"$error":"#VALUE!"},257.9244137118352]
[null,"Input parameters incomplete","Input parameters incomplete","Input parameters incomplete","Input parameters incomplete",70,8.2548110604360361E-2,1.1002361017634472,{"$error":"#N/A"},2600,{"$error":"#N/A"},0.19959305132765298,0.08,0.92149830369099583,30,0.45055228347912041,0.64199816962882028,0,null,null,null,{"$error":"#N/A"},{"$error":"#VALUE!"},{"$error":"#VALUE!"},{"$error":"#N/A"},{"$error":"#VALUE!"},168.21393481301021]
[null,"Input parameters incomplete","Input parameters incomplete","Input parameters incomplete","Input parameters incomplete",70,6.4869482336167544E-2,1.0395284437039221,{"$error":"#N/A"},2600,{"$error":"#N/A"},0.1461051561353359,0.08,0.96774368582928527,30,0.42085747310938554,0.6488350752858878,0,null,null,null,{"$error":"#N/A"},{"$error":"#VALUE!"},{"$error":"#VALUE!"},{"$error":"#N/A"},{"$error":"#VALUE!"},247.33943266961336]
[null,"Input parameters incomplete","Input parameters incomplete","Input parameters incomplete","Input parameters incomplete",70,3.2529454683112656E-2,1.0609439214614895,{"$error":"#N/A"},2600,{"$error":"#N/A"},0.1608783739044036,0.08,0.92022102515208037,30,0.41754330220661678,0.64748458238897466,0,null,null,null,{"$error":"#N/A"},{"$error":"#VALUE!"},{"$error":"#VALUE!"},{"$error":"#N/A"},{"$error":"#VALUE!"},196.47630948756239]
[null,"Input parameters incomplete","Input parameters incomplete","Input parameters incomplete","Input parameters incomplete",70,3.6609753599303754E-2,1.096151009415532,{"$error":"#N/A"},2600,{"$error":"#N/A"},0.14755159486892636,0.08,0.93693676790322078,30,0.41897070463718744,0.74375837343026963,0,null,null,null,{"$error":"#N/A"},{"$error":"#VALUE!"},{"$error":"#VALUE!"},{"$error":"#N/A"},{"$error":"#VALUE!"},156.6585201725953]
[null,"Input parameters incomplete","Input parameters incomplete","Input parameters incomplete","Input parameters incomplete",70,3.6026394198484281E-2,1.1294962113346585,{"$error":"#N/A"},2600,{"$error":"#N/A"},0.14819931267609909,0.08,0.98361053888698535,30,0.4328866306403033,0.69694575369521183,0,null,null,null,{"$error":"#N/A"},{"$error":"#VALUE!"},{"$error":"#VALUE!"},{"$error":"#N/A"},{"$error":"#VALUE!"},146.81693190983646]
[null,"Input parameters incomplete","Input parameters incomplete","Input parameters incomplete","Input parameters incomplete",70,7.615796047155679E-2,1.0986410872061139,{"$error":"#N/A"},2600,{"$error":"#N/A"},8.4415594313620931E-2,0.08,0.97620616962853157,30,0.40990758190347132,0.78869526274464041,0,null,null,null,{"$error":"#N/A"},{"$error":"#VALUE!"},{"$error":"#VALUE!"},{"$error":"#N/A"},{"$error":"#VALUE!"},130.83648806023504]
[null,"Input parameters incomplete","Input parameters incomplete","Input parameters incomplete","Input parameters incomplete",70,6.8335093649110848E-2,1.143794804436713,{"$error":"#N/A"},2600,{"$error":"#N/A"},0.15785373822232246,0.08,0.95480038277197465,30,0.48282175280537309,0.73965299852680166,0,null,null,null,{"$error":"#N/A"},{"$error":"#VALUE!"},{"$error":"#VALUE!"},{"$error":"#N/A"},{"$error":"#VALUE!"},303.35903088084029]
[null,"Input parameters incomplete","Input parameters incomplete","Input parameters incomplete","Input parameters incomplete",70,8.4946834081290792E-2,1.1398952493163577,{"$error":"#N/A"},2600,{"$error":"#N/A"},9.6983343167086164E-2,0.08,0.93423177919430833,30,0.45701143870088207,0.77437615115942116,0,null,null,null,{"$error":"#N/A"},{"$error":"#VALUE!"},{"$error":"#VALUE!"},{"$error":"#N/A"},{"$error":"#VALUE!"},105.95795991834902]
[null,"Input parameters incomplete","Input parameters incomplete","Input parameters incomplete","Input parameters incomplete",70,6.2751935477295351E-2,1.0700652549505862,{"$error":"#N/A"},2600,{"$error":"#N/A"},0.18902054439541877,0.08,0.93126188298600243,30,0.46098267751196004,0.65145126876228576,0,null,null,null,{"$error":"#N/A"},{"$error":"#VALUE!"},{"$error":"#VALUE!"},{"$error":"#N/A"},{"$error":"#VALUE!"},125.14167717129364]
[null,"Input parameters incomplete","Input parameters incomplete","Input parameters incomplete","Input parameters incomplete",70,5.6345039946434708E-2,1.09994692298674,{"$error":"#N/A"},2600,{"$error":"#N/A"},0.15653251529165399,0.08,0.94660434579534325,30,0.40352555780116978,0.7286319315716332,0,null,null,null,{"$error":"#N/A"},{"$error":"#VALUE!"},{"$error":"#VALUE!"},{"$error":"#N/A"},{"$error":"#VALUE!"},125.04746294671928]
[null,"Input parameters incomplete","Input parameters incomplete","Input parameters incomplete","Input parameters incomplete",70,6.0684977479356021E-2,1.0623253809923041,{"$error":"#N/A"},2600,{"$error":"#N/A"},0.14332735330737889,0.08,0.98699348715488588,30,0.49656456482189726,0.65830763116138924,0,null,null,null,{"$error":"#N/A"},{"$error":"#VALUE!"},{"$error":"#VALUE!"},{"$error":"#N/A"},{"$error":"#VALUE!"},271.14639841445677]
[null,"Input parameters incomplete","Input parameters incomplete","Input parameters incomplete","Input parameters incomplete",70,2.4387270810173771E-2,1.0538489158844595,{"$error":"#N/A"},2600,{"$error":"#N/A"},0.12081707768126412,0.08,0.98413696204211532,30,0.49006357692316288,0.67793725385002257,0,null,null,null,{"$error":"#N/A"},{"$error":"#VALUE!"},{"$error":"#VALUE!"},{"$error":"#N/A"},{"$error":"#VALUE!"},255.88575738770911]
[null,"Input parameters incomplete","Input parameters incomplete","Input parameters incomplete","Input parameters incomplete",70,5.3169528311154179E-2,1.0823306636018426,{"$error":"#N/A"},2600,{"$error":"#N/A"},0.15950784262178036,0.08,0.96658590197097949,30,0.44608911378007265,0.69370431579916347,0,null,null,null,{"$error":"#N/A"},{"$error":"#VALUE!"},{"$error":"#VALUE!"},{"$error":"#N/A"},{"$error":"#VALUE!"},162.42063674586316]
[null,"Input parameters incomplete","Input parameters incomplete","Input parameters incomplete","Input parameters incomplete",70,6.8272036915289755E-2,1.0626474010133879,{"$error":"#N/A"},2600,{"$error":"#N/A"},0.16299426142940335,0.08,0.95199921107431207,30,0.46092280546008429,0.62790712743670984,0,null,null,null,{"$error":"#N/A"},{"$error":"#VALUE!"},{"$error":"#VALUE!"},{"$error":"#N/A"},{"$error":"#VALUE!"},168.8042406612241]
[null,"Input parameters incomplete","Input parameters incomplete","Input parameters incomplete","Input parameters incomplete",70,5.3619125583974282E-2,1.0454825870865816,{"$error":"#N/A"},2600,{"$error":"#N/A"},0.19730013047692535,0.08,0.96189437655053667,30,0.40919613917170866,0.67390363710350187,0,null,null,null,{"$error":"#N/A"},{"$error":"#VALUE!"},{"$error":"#VALUE!"},{"$error":"#N/A"},{"$error":"#VALUE!"},234.7556866494354]
[null,"Input parameters incomplete","Input parameters incomplete","Input parameters incomplete","Input parameters incomplete",70,5.6481302785872649E-2,1.0207402474019756,{"$error":"#N/A"},2600,{"$error":"#N/A"},0.10602164386456894,0.08,0.93796159467422791,30,0.44534804812545487,0.67465631739079091,0,null,null,null,{"$error":"#N/A"},{"$error":"#VALUE!"},{"$error":"#VALUE!"},{"$error":"#N/A"},{"$error":"#VALUE!"},247.93454643409666]
[null,"Input parameters incomplete","Input parameters incomplete","Input parameters incomplete","Input parameters incomplete",70,4.6942054337972883E-2,1.0578915483593931,{"$error":"#N/A"},2600,{"$error":"#N/A"},9.2271914143076061E-2,0.08,0.94608162208378099,30,0.47459768208522279,0.79241778130118234,0,null,null,null,{"$error":"#N/A"},{"$error":"#VALUE!"},{"$error":"#VALUE!"},{"$error":"#N/A"},{"$error":"#VALUE!"},274.478074268976]
[null,"Input parameters incomplete","Input parameters incomplete","Input parameters incomplete","Input parameters incomplete",70,9.7269693318539754E-2,1.0479361692324454,{"$error":"#N/A"},2600,{"$error":"#N/A"},0.12940105131192053,0.08,0.94671985947506021,30,0.48063370643433972,0.61861761435162821,0,null,null,null,{"$error":"#N/A"},{"$error":"#VALUE!"},{"$error":"#VALUE!"},{"$error":"#N/A"},{"$error":"#VALUE!"},308.29133990802438]
[null,"Input parameters incomplete","Input parameters incomplete","Input parameters incomplete","Input parameters incomplete",70,3.7343390192777548E-2,1.1045846490176856,{"$error":"#N/A"},2600,{"$error":"#N/A"},0.11100113755667365,0.08,0.97053275539044515,30,0.4689335933941613,0.73074703904818561,0,null,null,null,{"$error":"#N/A"},{"$error":"#VALUE!"},{"$error":"#VALUE!"},{"$error":"#N/A"},{"$error":"#VALUE!"},274.10400901193947]
[null,"Input parameters incomplete","Input parameters incomplete","Input parameters incomplete","Input parameters incomplete",70,6.0446180685693379E-2,1.0447306717239202,{"$error":"#N/A"},2600,{"$error":"#N/A"},0.10983865736208528,0.08,0.95685941744548708,30,0.48042482750591819,0.66766946654992865,0,null,null,null,{"$error":"#N/A"},{"$error":"#VALUE!"},{"$error":"#VALUE!"},{"$error":"#N/A"},{"$error":"#VALUE!"},127.79565806446686]
[null,"Input parameters incomplete","Input parameters incomplete","Input parameters incomplete","Input parameters incomplete",70,4.5377252774589941E-2,1.1151723545850194,{"$error":"#N/A"},2600,{"$error":"#N/A"},0.15512058928778849,0.08,0.92321881636447145,30,0.40833219886764061,0.77631710283526234,0,null,null,null,{"$error":"#N/A"},{"$error":"#VALUE!"},{"$error":"#VALUE!"},{"$error":"#N/A"},{"$error":"#VALUE!"},237.37351458308183]
[null,"Input parameters incomplete","Input parameters incomplete","Input parameters incomplete","Input parameters incomplete",70,5.053363776957101E-2,1.0258401898491054,{"$error":"#N/A"},2600,{"$error":"#N/A"},0.18188570704006765,0.08,0.98192215601079835,30,0.45703139926049297,0.63662962871450735,0,null,null,null,{"$error":"#N/A"},{"$error":"#VALUE!"},{"$error":"#VALUE!"},{"$error":"#N/A"},{"$error":"#VALUE!"},266.20906449223713]
[null,"Input parameters incomplete","Input parameters incomplete","Input parameters incomplete","Input parameters incomplete",70,3.2683132078692487E-2,1.0793706872110489,{"$error":"#N/A"},2600,{"$error":"#N/A"},0.16152365522451601,0.08,0.91074495646490128,30,0.48607723247600232,0.61297386143497123,0,null,null,null,{"$error":"#N/A"},{"$error":"#VALUE!"},{"$error":"#VALUE!"},{"$error":"#N/A"},{"$error":"#VALUE!"},121.59466438806746]
[null,"Input parameters incomplete","Input parameters incomplete","Input parameters incomplete","Input parameters incomplete",70,5.0011905873141672E-2,1.0677379731329255,{"$error":"#N/A"},2600,{"$error":"#N/A"},0.10802044383749007,0.08,0.94367003566548968,30,0.47591791283427487,0.64226715181418659,0,null,null,null,{"$error":"#N/A"},{"$error":"#VALUE!"},{"$error":"#VALUE!"},{"$error":"#N/A"},{"$error":"#VALUE!"},273.98040442393801]
[null,"Input parameters incomplete","Input parameters incomplete","Input parameters incomplete","Input parameters incomplete",70,2.9760420776446528E-2,1.057720616981856,{"$error":"#N/A"},2600,{"$error":"#N/A"},0.11829230239418012,0.08,0.98009994242376886,30,0.44773529156917019,0.78576144061586561,0,null,null,null,{"$error":"#N/A"},{"$error":"#VALUE!"},{"$error":"#VALUE!"},{"$error":"#N/A"},{"$error":"#VALUE!"},257.95100191312599]
[null,"Input parameters incomplete","Input parameters incomplete","Input parameters incomplete","Input parameters incomplete",70,8.2767926159409214E-2,1.0833480548047103,{"$error":"#N/A"},2600,{"$error":"#N/A"},0.18482691559973685,0.08,0.92817137620153245,30,0.4749830725238342,0.65507827704177213,0,null,null,null,{"$error":"#N/A"},{"$error":"#VALUE!"},{"$error":"#VALUE!"},{"$error":"#N/A"},{"$error":"#VALUE!"},270.15331275911063]
[null,"Input parameters incomplete","Input parameters incomplete","Input parameters incomplete","Input parameters incomplete",70,6.7217061371991862E-2,1.0351446805376763,{"$error":"#N/A"},2600,{"$error":"#N/A"},0.12181899778201058,0.08,0.95907048253328675,30,0.43905899157512568,0.61416220866193783,0,null,null,null,{"$error":"#N/A"},{"$error":"#VALUE!"},{"$error":"#VALUE!"},{"$error":"#N/A"},{"$error":"#VALUE!"},140.45683866887063]
[null,"Input parameters incomplete","Input parameters incomplete","Input parameters incomplete","Input parameters incomplete",70,5.4918435438924745E-2,1.040973363893813,{"$error":"#N/A"},2600,{"$error":"#N/A"},0.17023977741810586,0.08,0.97470464737589035,30,0.40359483922739098,0.71215429132030283,0,null,null,null,{"$error":"#N/A"},{"$error":"#VALUE!"},{"$error":"#VALUE!"},{"$error":"#N/A"},{"$error":"#VALUE!"},258.03651322163574]
[null,"Input parameters incomplete","Input parameters incomplete","Input parameters incomplete","Input parameters incomplete",70,4.6676257968754797E-2,1.0565722118512133,{"$error":"#N/A"},2600,{"$error":"#N/A"},0.13732513980615818,0.08,0.93961242290026237,30,0.41231094613559438,0.69839518423963964,0,null,null,null,{"$error":"#N/A"},{"$error":"#VALUE!"},{"$error":"#VALUE!"},{"$error":"#N/A"},{"$error":"#VALUE!"},216.10820346166091]
[null,"Input parameters incomplete","Input parameters incomplete","Input parameters incomplete","Input parameters incomplete",70,4.3552194413063364E-2,1.1022305795201863,{"$error":"#N/A"},2600,{"$error":"#N/A"},0.16399300187686983,0.08,0.9666779686698469,30,0.49823734977998912,0.60469248171563661,0,null,null,null,{"$error":"#N/A"},{"$error":"#VALUE!"},{"$error":"#VALUE!"},{"$error":"#N/A"},{"$error":"#VALUE!"},195.3101992261673]
[null,"Input parameters incomplete","Input parameters incomplete","Input parameters incomplete","Input parameters incomplete",70,6.8825506317129706E-2,1.0874535047725389,{"$error":"#N/A"},2600,{"$error":"#N/A"},0.18790553714270236,0.08,0.9793537898706044,30,0.43577325223708574,0.78191035199862569,0,null,null,null,{"$error":"#N/A"},{"$error":"#VALUE!"},{"$error":"#VALUE!"},{"$error":"#N/A"},{"$error":"#VALUE!"},202.10268151154006]
[null,"Input parameters incomplete","Input parameters incomplete","Input parameters incomplete","Input parameters incomplete",70,0.10789109976326927,1.0644785693290195,{"$error":"#N/A"},2600,{"$error":"#N/A"},8.9561850650113961E-2,0.08,0.99310965793944428,30,0.42732113656384468,0.66228166552532508,0,null,null,null,{"$error":"#N/A"},{"$error":"#VALUE!"},{"$error":"#VALUE!"},{"$error":"#N/A"},{"$error":"#VALUE!"},296.90526056393071]
[null,"Input parameters incomplete","Input parameters incomplete","Input parameters incomplete","Input parameters incomplete",70,5.1680260803472988E-2,1.1015912715782152,{"$error":"#N/A"},2600,{"$error":"#N/A"},0.14699196519076924,0.08,0.96620111060222036,30,0.41769414705266866,0.66532259946641714,0,null,null,null,{"$error":"#N/A"},{"$error":"#VALUE!"},{"$error":"#VALUE!"},{"$error":"#N/A"},{"$error":"#VALUE!"},126.1745668182166]
[null,"Input parameters incomplete","Input parameters incomplete","Input parameters incomplete","Input parameters incomplete",70,4.5790124045402732E-2,1.0240781739131859,{"$error":"#N/A"},2600,{"$error":"#N/A"},0.16142853384981032,0.08,0.95588639664058339,30,0.44279104066417307,0.79221566269360633,0,null,null,null,{"$error":"#N/A"},{"$error":"#VALUE!"},{"$error":"#VALUE!"},{"$error":"#N/A"},{"$error":"#VALUE!"},195.87012311191907]
[null,"Input parameters incomplete","Input parameters incomplete","Input parameters incomplete","Input parameters incomplete",70,6.8326251251001127E-2,1.1264941210868771,{"$error":"#N/A"},2600,{"$error":"#N/A"},8.6669525828968141E-2,0.08,0.96181817368803446,30,0.43098915835569057,0.67201188428415926,0,null,null,null,{"$error":"#N/A"},{"$error":"#VALUE!"},{"$error":"#VALUE!"},{"$error":"#N/A"},{"$error":"#VALUE!"},199.88741128884416]
[null,"Input parameters incomplete","Input parameters incomplete","Input parameters incomplete","Input parameters incomplete",70,6.6663083129054612E-2,1.0922764478627141,{"$error":"#N/A"},2600,{"$error":"#N/A"},0.19211195495312391,0.08,0.93308771458049566,30,0.48094293290987322,0.70548805858326735,0,null,null,null,{"$error":"#N/A"},{"$error":"#VALUE!"},{"$error":"#VALUE!"},{"$error":"#N/A"},{"$error":"#VALUE!"},217.59240760175499]
[null,"Input parameters incomplete","Input parameters incomplete","Input parameters incomplete","Input parameters incomplete",70,6.4016473921584383E-2,1.1404560111730466,{"$error":"#N/A"},2600,{"$error":"#N/A"},0.19201324118726637,0.08,0.96001133917228243,30,0.48216782903508448,0.69216594849417112,0,null,null,null,{"$error":"#N/A"},{"$error":"#VALUE!"},{"$error":"#VALUE!"},{"$error":"#N/A"},{"$error":"#VALUE!"},260.0529105198961]
[null,"Input parameters incomplete","Input parameters incomplete","Input parameters incomplete","Input parameters incomplete",70,6.7305147742648078E-2,1.071818160217491,{"$error":"#N/A"},2600,{"$error":"#N/A"},0.1890146542973154,0.08,0.94786294257164261,30,0.40655107582057631,0.64359021989190546,0,null,null,null,{"$error":"#N/A"},{"$error":"#VALUE!"},{"$error":"#VALUE!"},{"$error":"#N/A"},{"$error":"#VALUE!"},119.00276647908592]
[null,"Input parameters incomplete","Input parameters incomplete","Input parameters incomplete","Input parameters incomplete",70,7.5074443413827338E-2,0.99978486110386799,{"$error":"#N/A"},2600,{"$error":"#N/A"},0.18347611639447331,0.08,0.95562183281596758,30,0.41534411613278444,0.615839675749283,0,null,null,null,{"$error":"#N/A"},{"$error":"#VALUE!"},{"$error":"#VALUE!"},{"$error":"#N/A"},{"$error":"#VALUE!"},184.99345984001505]
[null,"Input parameters incomplete","Input parameters incomplete","Input parameters incomplete","Input parameters incomplete",70,6.8782744123096012E-2,1.1000676863923504,{"$error":"#N/A"},2600,{"$error":"#N/A"},0.19858398875077904,0.08,0.96639395651125826,30,0.4971311849579349,0.79562621868414896,0,null,null,null,{"$error":"#N/A"},{"$error":"#VALUE!"},{"$error":"#VALUE!"},{"$error":"#N/A"},{"$error":"#VALUE!"},129.48637921863045]
[null,"Input parameters incomplete","Input parameters incomplete","Input parameters incomplete","Input parameters incomplete",70,9.7710857851461969E-2,1.065458489886919,{"$error":"#N/A"},2600,{"$error":"#N/A"},0.15563312299817386,0.08,0.90535463984958986,30,0.47833864113422908,0.64774801268975468,0,null,null,null,{"$error":"#N/A"},{"$error":"#VALUE!"},{"$error":"#VALUE!"},{"$error":"#N/A"},{"$error":"#VALUE!"},215.61245188391067]
[null,"Input parameters incomplete","Input parameters incomplete","Input parameters incomplete","Input parameters incomplete",70,3.4844880161250757E-2,1.0186220788926357,{"$error":"#N/A"},2600,{"$error":"#N/A"},0.13618109762148345,0.08,0.9486215648736438,30,0.46511014020808855,0.70070384006529884,0,null,null,null,{"$error":"#N/A"},{"$error":"#VALUE!"},{"$error":"#VALUE!"},{"$error":"#N/A"},{"$error":"#VALUE!"},155.02428383636061]
[null,"Input parameters incomplete","Input parameters incomplete","Input parameters incomplete","Input parameters incomplete",70,4.0383288421094107E-2,1.0300713788689857,{"$error":"#N/A"},2600,{"$error":"#N/A"},0.10123829182877321,0.08,0.90509355593572838,30,0.41201188407586026,0.70575664367609758,0,null,null,null,{"$error":"#N/A"},{"$error":"#VALUE!"},{"$error":"#VALUE!"},{"$error":"#N/A"},{"$error":"#VALUE!"},163.44178814516403]
[null,"Input parameters incomplete","Input parameters incomplete","Input parameters incomplete","Input parameters incomplete",70,7.2935361432453327E-2,1.1319259722889266,{"$error":"#N/A"},2600,{"$error":"#N/A"},0.17852279569877003,0.08,0.9054151545157022,30,0.45612291426135232,0.62814733741067497,0,null,null,null,{"$error":"#N/A"},{"$error":"#VALUE!"},{"$error":"#VALUE!"},{"$error":"#N/A"},{"$error":"#VALUE!"},125.9918587221991]
[null,"Input parameters incomplete","Input parameters incomplete","Input parameters incomplete","Input parameters incomplete",70,5.9763706646543832E-2,1.1105619719713329,{"$error":"#N/A"},2600,{"$error":"#N/A"},0.16092327150914659,0.08,0.95094652789355505,30,0.49821546183661164,0.63256761019475316,0,null,null,null,{"$error":"#N/A"},{"$error":"#VALUE!"},{"$error":"#VALUE!"},{"$error":"#N/A"},{"$error":"#VALUE!"},278.33659010305882]
[null,"Input parameters incomplete","Input parameters incomplete","Input parameters incomplete","Input parameters incomplete",70,7.4583401277255143E-2,0.98020145988343166,{"$error":"#N/A"},2600,{"$error":"#N/A"},0.16645977925932195,0.08,0.95286194032928206,30,0.48083363893462772,0.60866802661536346,0,null,null,null,{"$error":"#N/A"},{"$error":"#VALUE!"},{"$error":"#VALUE!"},{"$error":"#N/A"},{"$error":"#VALUE!"},160.69704136074901]
[null,"Input parameters incomplete","Input parameters incomplete","Input parameters incomplete","Input parameters incomplete",70,5.7090226392983542E-2,1.1400682383824172,{"$error":"#N/A"},2600,{"$error":"#N/A"},8.5819368853130143E-2,0.08,0.91235910741765203,30,0.49952537325182506,0.63420124227575914,0,null,null,null,{"$error":"#N/A"},{"$error":"#VALUE!"},{"$error":"#VALUE!"},{"$error":"#N/A"},{"$error":"#VALUE!"},140.35972032253318]
[null,"Input parameters incomplete","Input parameters incomplete","Input parameters incomplete","Input parameters incomplete",70,4.9345556699317332E-2,1.1239621608995953,{"$error":"#N/A"},2600,{"$error":"#N/A"},0.10928966466677323,0.08,0.94809468663645191,30,0.45537025747245524,0.65531394088469996,0,null,null,null,{"$error":"#N/A"},{"$error":"#VALUE!"},{"$error":"#VALUE!"},{"$error":"#N/A"},{"$error":"#VALUE!"},213.00014843542078]
[null,"Input parameters incomplete","Input parameters incomplete","Input parameters incomplete","Input parameters incomplete",70,8.36991556408926E-2,1.0467585536656856,{"$error":"#N/A"},2600,{"$error":"#N/A"},0.11546846550332565,0.08,0.95729296594184488,30,0.47971328835518412,0.63891335115905257,0,null,null,null,{"$error":"#N/A"},{"$error":"#VALUE!"},{"$error":"#VALUE!"},{"$error":"#N/A"},{"$error":"#VALUE!"},153.67063245301205]
[null,"Input parameters incomplete","Input parameters incomplete","Input parameters incomplete","Input parameters incomplete",70,0.10207744004289629,1.098863532847143,{"$error":"#N/A"},2600,{"$error":"#N/A"},0.12567091570726333,0.08,0.96921501967683776,30,0.43846647876040507,0.72065257891621926,0,null,null,null,{"$error":"#N/A"},{"$error":"#VALUE!"},{"$error":"#VALUE!"},{"$error":"#N/A"},{"$error":"#VALUE!"},197.73581096890413]
[null,"Input parameters incomplete","Input parameters incomplete","Input parameters incomplete","Input parameters incomplete",70,6.2127719498272109E-2,1.1134534649690579,{"$error":"#N/A"},2600,{"$error":"#N/A"},0.15003026560100657,0.08,0.97275668718235631,30,0.47378252591430764,0.64872172619553314,0,null,null,null,{"$error":"#N/A"},{"$error":"#VALUE!"},{"$error":"#VALUE!"},{"$error":"#N/A"},{"$error":"#VALUE!"},105.92990349758709]
[null,"Input parameters incomplete","Input parameters incomplete","Input parameters incomplete","Input parameters incomplete",70,5.7121114006258612E-2,1.0893733699806796,{"$error":"#N/A"},2600,{"$error":"#N/A"},0.18249486782767355,0.08,0.93177586475089846,30,0.475514946328497,0.6435394855202976,0,null,null,null,{"$error":"#N/A"},{"$error":"#VALUE!"},{"$error":"#VALUE!"},{"$error":"#N/A"},{"$error":"#VALUE!"},261.9824439327632]
[null,"Input parameters incomplete","Input parameters incomplete","Input parameters incomplete","Input parameters incomplete",70,7.6677421177932262E-2,1.0211676116765416,{"$error":"#N/A"},2600,{"$error":"#N/A"},0.19624867834343884,0.08,0.98457939930118654,30,0.43079727852156907,0.60452654680170836,0,null,null,null,{"$error":"#N/A"},{"$error":"#VALUE!"},{"$error":"#VALUE!"},{"$error":"#N/A"},{"$error":"#VALUE!"},234.46221094953103]
[null,"Input parameters incomplete","Input parameters incomplete","Input parameters incomplete","Input parameters incomplete",70,4.651755579174674E-2,1.1188799969423695,{"$error":"#N/A"},2600,{"$error":"#N/A"},0.10317388446200576,0.08,0.93759067532933715,30,0.49381375486807233,0.65485032898083606,0,null,null,null,{"$error":"#N/A"},{"$error":"#VALUE!"},{"$error":"#VALUE!"},{"$error":"#N/A"},{"$error":"#VALUE!"},111.7018149204259]
[null,"Input parameters incomplete","Input parameters incomplete","Input parameters incomplete","Input parameters incomplete",70,5.3413495608745025E-2,0.99877663662189664,{"$error":"#N/A"},2600,{"$error":"#N/A"},0.19683129724738013,0.08,0.94041073978569145,30,0.46013704742192396,0.75366326439803721,0,null,null,null,{"$error":"#N/A"},{"$error":"#VALUE!"},{"$error":"#VALUE!"},{"$error":"#N/A"},{"$error":"#VALUE!"},273.3277526281986]
[null,"Input parameters incomplete","Input parameters incomplete","Input parameters incomplete","Input parameters incomplete",70,7.5365255781619067E-2,1.087611984219234,{"$error":"#N/A"},2600,{"$error":"#N/A"},0.11707204461327755,0.08,0.96326523606322634,30,0.49705004475294101,0.79428345405505851,0,null,null,null,{"$error":"#N/A"},{"$error":"#VALUE!"},{"$error":"#VALUE!"},{"$error":"#N/A"},{"$error":"#VALUE!"},259.89764662862166]
[null,"Input parameters incomplete","Input parameters incomplete","Input parameters incomplete","Input parameters incomplete",70,7.3720369055511242E-2,1.087951539015253,{"$error":"#N/A"},2600,{"$error":"#N/A"},0.10713057289007985,0.08,0.96601096951937249,30,0.47523876248527308,0.70863228809550416,0,null,null,null,{"$error":"#N/A"},{"$error":"#VALUE!"},{"$error":"#VALUE!"},{"$error":"#N/A"},{"$error":"#VALUE!"},215.42346044719653]
[null,"Input parameters incomplete","Input parameters incomplete","Input parameters incomplete","Input parameters incomplete",70,3.8056516011011732E-2,1.0818375117772878,{"$error":"#N/A"},2600,{"$error":"#N/A"},0.14062614502914125,0.08,0.92218011406526723,30,0.47937531181261378,0.64051338246764922,0,null,null,null,{"$error":"#N/A"},{"$error":"#VALUE!"},{"$error":"#VALUE!"},{"$error":"#N/A"},{"$error":"#VALUE!"},153.49620313069255]
[null,"Input parameters incomplete","Input parameters incomplete","Input parameters incomplete","Input parameters incomplete",70,6.1046340275012496E-2,1.0612374184950004,{"$error":"#N/A"},2600,{"$error":"#N/A"},0.15558343729806917,0.08,0.91834038086922098,30,0.49368784669205767,0.79895975469008862,0,null,null,null,{"$error":"#N/A"},{"$error":"#VALUE!"},{"$error":"#VALUE!"},{"$error":"#N/A"},{"$error":"#VALUE!"},263.69369406013948]
[null,"Input parameters incomplete","Input parameters incomplete","Input parameters incomplete","Input parameters incomplete",70,6.8604261420545806E-2,1.123296743971806,{"$error":"#N/A"},2600,{"$error":"#N/A"},0.11501054101379724,0.08,0.95982929557734664,30,0.43737620768461372,0.79203568671043412,0,null,null,null,{"$error":"#N/A"},{"$error":"#VALUE!"},{"$error":"#VALUE!"},{"$error":"#N/A"},{"$error":"#VALUE!"},182.17312293360732]
[null,"Input parameters incomplete","Input parameters incomplete","Input parameters incomplete","Input parameters incomplete",70,7.7183961437956278E-2,1.0702123210005441,{"$error":"#N/A"},2600,{"$error":"#N/A"},0.11487628554138973,0.08,0.95378136578744077,30,0.40210337425573062,0.72559885258656931,0,null,null,null,{"$error":"#N/A"},{"$error":"#VALUE!"},{"$error":"#VALUE!"},{"$error":"#N/A"},{"$error":"#VALUE!"},122.22490886419071]
[null,"Input parameters incomplete","Input parameters incomplete","Input parameters incomplete","Input parameters incomplete",70,7.308676052558874E-2,1.097508057900177,{"$error":"#N/A"},2600,{"$error":"#N/A"},0.19956586169117474,0.08,0.9146160227660165,30,0.42513553557869388,0.6527780095508473,0,null,null,null,{"$error":"#N/A"},{"$error":"#VALUE!"},{"$error":"#VALUE!"},{"$error":"#N/A"},{"$error":"#VALUE!"},132.51405311868319]
[null,"Input parameters incomplete","Input parameters incomplete","Input parameters incomplete","Input parameters incomplete",70,3.4704758326418471E-2,0.99170593897368076,{"$error":"#N/A"},2600,{"$error":"#N/A"},0.12148794383374127,0.08,0.96153407858168682,30,0.41073710817799597,0.74970566072159761,0,null,null,null,{"$error":"#N/A"},{"$error":"#VALUE!"},{"$error":"#VALUE!"},{"$error":"#N/A"},{"$error":"#VALUE!"},164.53604249637308]
[null,"Input parameters incomplete","Input parameters incomplete","Input parameters incomplete","Input parameters incomplete",70,6.6264628903762196E-2,1.0215502567469006,{"$error":"#N/A"},2600,{"$error":"#N/A"},0.13047536321577966,0.08,0.94051760992218447,30,0.43005659566455884,0.70371424779769653,0,null,null,null,{"$error":"#N/A"},{"$error":"#VALUE!"},{"$error":"#VALUE!"},{"$error":"#N/A"},{"$error":"#VALUE!"},116.10507703877725]
[null,"Input parameters incomplete","Input parameters incomplete","Input parameters incomplete","Input parameters incomplete",70,4.6444057556911451E-2,0.99244240993997268,{"$error":"#N/A"},2600,{"$error":"#N/A"},0.13259992559617953,0.08,0.90393911380085579,30,0.43263140548760393,0.6146026849201871,0,null,null,null,{"$error":"#N/A"},{"$error":"#VALUE!"},{"$error":"#VALUE!"},{"$error":"#N/A"},{"$error":"#VALUE!"},114.82880315138209]
[null,"Input parameters incomplete","Input parameters incomplete","Input parameters incomplete","Input parameters incomplete",70,5.9546213668617072E-2,1.0640902664633503,{"$error":"#N/A"},2600,{"$error":"#N/A"},0.1280060469414267,0.08,0.93051384324264708,30,0.463465815069523,0.60079679941209962,0,null,null,null,{"$error":"#N/A"},{"$error":"#VALUE!"},{"$error":"#VALUE!"},{"$error":"#N/A"},{"$error":"#VALUE!"},214.35308020045986]
[null,"Input parameters incomplete","Input parameters incomplete","Input parameters incomplete","Input parameters incomplete",70,7.7420087680787134E-2,1.1125953398306678,{"$error":"#N/A"},2600,{"$error":"#N/A"},0.17127100221988889,0.08,0.93524477894518221,30,0.41800620142337286,0.67091734206682652,0,null,null,null,{"$error":"#N/A"},{"$error":"#VALUE!"},{"$error":"#VALUE!"},{"$error":"#N/A"},{"$error":"#VALUE!"},226.72692750722808]
[null,"Input parameters incomplete","Input parameters incomplete","Input parameters incomplete","Input parameters incomplete",70,6.4918786438588741E-2,1.0878340732768152,{"$error":"#N/A"},2600,{"$error":"#N/A"},0.13265988186479186,0.08,0.93931316865323256,30,0.41445832543717803,0.6619432979234916,0,null,null,null,{"$error":"#N/A"},{"$error":"#VALUE!"},{"$error":"#VALUE!"},{"$error":"#N/A"},{"$error":"#VALUE!"},240.77395017207269]
[null,"Input parameters incomplete","Input parameters incomplete","Input parameters incomplete","Input parameters incomplete",70,7.4179825656146378E-2,0.9875681677898952,{"$error":"#N/A"},2600,{"$error":"#N/A"},9.1801937124725425E-2,0.08,0.96284466233810218,30,0.42352578470116831,0.72121560093052173,0,null,null,null,{"$error":"#N/A"},{"$error":"#VALUE!"},{"$error":"#VALUE!"},{"$error":"#N/A"},{"$error":"#VALUE!"},188.3090373019734]
[null,"Input parameters incomplete","Input parameters incomplete","Input parameters incomplete","Input parameters incomplete",70,7.9396570816770068E-2,1.0756155351820103,{"$error":"#N/A"},2600,{"$error":"#N/A"},0.1218251988807208,0.08,0.98851622739109357,30,0.45924563932107565,0.65369545880660485,0,null,null,null,{"$error":"#N/A"},{"$error":"#VALUE!"},{"$error":"#VALUE!"},{"$error":"#N/A"},{"$error":"#VALUE!"},250.6726646081494]
[null,"Input parameters incomplete","Input parameters incomplete","Input parameters incomplete","Input parameters incomplete",70,1.3840753947982266E-2,1.0360993076932323,{"$error":"#N/A"},2600,{"$error":"#N/A"},8.6887140673988061E-2,0.08,0.98443776435755037,30,0.46720675874220063,0.7554547255610109,0,null,null,null,{"$error":"#N/A"},{"$error":"#VALUE!"},{"$error":"#VALUE!"},{"$error":"#N/A"},{"$error":"#VALUE!"},153.40381648338484]
[null,"Input parameters incomplete","Input parameters incomplete","Input parameters incomplete","Input parameters incomplete",70,5.0356167378627567E-2,0.99467585012393633,{"$error":"#N/A"},2600,{"$error":"#N/A"},0.14080830685850004,0.08,0.94334253249109279,30,0.48397460624452227,0.63542557013982381,0,null,null,null,{"$error":"#N/A"},{"$error":"#VALUE!"},{"$error":"#VALUE!"},{"$error":"#N/A"},{"$error":"#VALUE!"},179.13797059548247]
[null,"Input parameters incomplete","Input parameters incomplete","Input parameters incomplete","Input parameters incomplete",70,7.1259572138848232E-2,1.0724776426905502,{"$error":"#N/A"},2600,{"$error":"#N/A"},0.17449296313566204,0.08,0.93757804774715481,30,0.46773331424520914,0.61802063711757027,0,null,null,null,{"$error":"#N/A"},{"$error":"#VALUE!"},{"$error":"#VALUE!"},{"$error":"#N/A"},{"$error":"#VALUE!"},161.4981853601802]
[null,"Input parameters incomplete","Input parameters incomplete","Input parameters incomplete","Input parameters incomplete",70,6.026310793454602E-2,1.0858899849176706,{"$error":"#N/A"},2600,{"$error":"#N/A"},0.15999702725393739,0.08,0.94931356539471379,30,0.40220296864336802,0.72630682029924176,0,null,null,null,{"$error":"#N/A"},{"$error":"#VALUE!"},{"$error":"#VALUE!"},{"$error":"#N/A"},{"$error":"#VALUE!"},173.35096199582341]
[null,"Input parameters incomplete","Input parameters incomplete","Input parameters incomplete","Input parameters incomplete",70,8.7793502310340388E-2,1.0751244934479067,{"$error":"#N/A"},2600,{"$error":"#N/A"},9.229833824364933E-2,0.08,0.96649933523122833,30,0.45589835964273218,0.71551637110110322,0,null,null,null,{"$error":"#N/A"},{"$error":"#VALUE!"},{"$error":"#VALUE!"},{"$error":"#N/A"},{"$error":"#VALUE!"},268.1292132440372]
[null,"Input parameters incomplete","Input parameters incomplete","Input parameters incomplete","Input parameters incomplete",70,6.1100382924262286E-2,0.99018933205950632,{"$error":"#N/A"},2600,{"$error":"#N/A"},0.19296432562527729,0.08,0.95071663442874954,30,0.43960139588149449,0.63936926078090384,0,null,null,null,{"$error":"#N/A"},{"$error":"#VALUE!"},{"$error":"#VALUE!"},{"$error":"#N/A"},{"$error":"#VALUE!"},160.51240372196807]
[null,"Input parameters incomplete","Input parameters incomplete","Input parameters incomplete","Input parameters incomplete",70,6.9356442897706233E-2,1.0630857860330547,{"$error":"#N/A"},2600,{"$error":"#N/A"},9.0652892025589071E-2,0.08,0.97661055451433654,30,0.48695693246243876,0.69566974684078564,0,null,null,null,{"$error":"#N/A"},{"$error":"#VALUE!"},{"$error":"#VALUE!"},{"$error":"#N/A"},{"$error":"#VALUE!"},178.74863576592386]
[null,"Input parameters incomplete","Input parameters incomplete","Input parameters incomplete","Input parameters incomplete",70,6.6574396841971806E-2,1.1080318988463853,{"$error":"#N/A"},2600,{"$error":"#N/A"},0.18238525516562537,0.08,0.94730060992901111,30,0.47219186063748586,0.74544149709910523,0,null,null,null,{"$error":"#N/A"},{"$error":"#VALUE!"},{"$error":"#VALUE!"},{"$error":"#N/A"},{"$error":"#VALUE!"},200.65857269433823]
[null,"Input parameters incomplete","Input parameters incomplete","Input parameters incomplete","Input parameters incomplete",70,4.5439994869852667E-2,1.0421274463423391,{"$error":"#N/A"},2600,{"$error":"#N/A"},0.11566499226167515,0.08,0.93836991214560306,30,0.45289563877254491,0.79464162185880138,0,null,null,null,{"$error":"#N/A"},{"$error":"#VALUE!"},{"$error":"#VALUE!"},{"$error":"#N/A"},{"$error":"#VALUE!"},234.43021979126308]
[null,"Input parameters incomplete","Input parameters incomplete","Input parameters incomplete","Input parameters incomplete",70,4.8625874208325204E-2,0.98648916806984244,{"$error":"#N/A"},2600,{"$error":"#N/A"},0.18270411095985073,0.08,0.98840839742946685,30,0.40592315000691809,0.60374976912596412,0,null,null,null,{"$error":"#N/A"},{"$error":"#VALUE!"},{"$error":"#VALUE!"},{"$error":"#N/A"},{"$error":"#VALUE!"},250.17893686327128]
[null,"Input parameters incomplete","Input parameters incomplete","Input parameters incomplete","Input parameters incomplete",70,8.4109848491969938E-2,1.0882189682518288,{"$error":"#N/A"},2600,{"$error":"#N/A"},0.14610850979800738,0.08,0.96886615931832032,30,0.4737089610355063,0.60423096921635266,0,null,null,null,{"$error":"#N/A"},{"$error":"#VALUE!"},{"$error":"#VALUE!"},{"$error":"#N/A"},{"$error":"#VALUE!"},196.86649721640103]
[null,"Input parameters incomplete","Input parameters incomplete","Input parameters incomplete","Input parameters incomplete",70,7.3986470501530427E-2,1.0735687706839785,{"$error":"#N/A"},2600,{"$error":"#N/A"},0.11854012262765484,0.08,0.95547987028585357,30,0.42854029259517257,0.75835914701038232,0,null,null,null,{"$error":"#N/A"},{"$error":"#VALUE!"},{"$error":"#VALUE!"},{"$error":"#N/A"},{"$error":"#VALUE!"},284.95949682213939]
[null,"Input parameters incomplete","Input parameters incomplete","Input parameters incomplete","Input parameters incomplete",70,5.5948929246721353E-2,1.0485423324117495,{"$error":"#N/A"},2600,{"$error":"#N/A"},0.17065353813044698,0.08,0.94380287512586236,30,0.45942841310822174,0.71739222860970064,0,null,null,null,{"$error":"#N/A"},{"$error":"#VALUE!"},{"$error":"#VALUE!"},{"$error":"#N/A"},{"$error":"#VALUE!"},266.01801511010137]
[null,"Input parameters incomplete","Input parameters incomplete","Input parameters incomplete","Input parameters incomplete",70,5.34848343028737E-2,1.0583565920081266,{"$error":"#N/A"},2600,{"$error":"#N/A"},0.11632996143447323,0.08,0.95173145084055166,30,0.44176120400205637,0.60382597485331724,0,null,null,null,{"$error":"#N/A"},{"$error":"#VALUE!"},{"$error":"#VALUE!"},{"$error":"#N/A"},{"$error":"#VALUE!"},224.26019309713658]
[null,"Input parameters incomplete","Input parameters incomplete","Input parameters incomplete","Input parameters incomplete",70,5.4517656317326024E-2,1.000709874697,{"$error":"#N/A"},2600,{"$error":"#N/A"},0.11979632995487488,0.08,0.95490277920833366,30,0.4974948756124285,0.72281605465493526,0,null,null,null,{"$error":"#N/A"},{"$error":"#VALUE!"},{"$error":"#VALUE!"},{"$error":"#N/A"},{"$error":"#VALUE!"},280.42045392411353]
[null,"Input parameters incomplete","Input parameters incomplete","Input parameters incomplete","Input parameters incomplete",70,9.4451031376968836E-2,0.98477215672513596,{"$error":"#N/A"},2600,{"$error":"#N/A"},0.11567857029085596,0.08,0.92747874771357386,30,0.40416862049463981,0.64852939962543243,0,null,null,null,{"$error":"#N/A"},{"$error":"#VALUE!"},{"$error":"#VALUE!"},{"$error":"#N/A"},{"$error":"#VALUE!"},175.09688301194976]
[null,"Input parameters incomplete","Input parameters incomplete","Input parameters incomplete","Input parameters incomplete",70,7.4511861364473159E-2,1.0155993515344872,{"$error":"#N/A"},2600,{"$error":"#N/A"},0.16476271368404888,0.08,0.97005833706571298,30,0.40586836021605882,0.79528976634799364,0,null,null,null,{"$error":"#N/A"},{"$error":"#VALUE!"},{"$error":"#VALUE!"},{"$error":"#N/A"},{"$error":"#VALUE!"},232.9625417597766]
[null,"Input parameters incomplete","Input parameters incomplete","Input parameters incomplete","Input parameters incomplete",70,6.3051833876304197E-2,1.0687516757517208,{"$error":"#N/A"},2600,{"$error":"#N/A"},0.18135565828715428,0.08,0.98183146158596268,30,0.45715222264906286,0.76078222534696216,0,null,null,null,{"$error":"#N/A"},{"$error":"#VALUE!"},{"$error":"#VALUE!"},{"$error":"#N/A"},{"$error":"#VALUE!"},286.86666323287773]
[null,"Input parameters incomplete","Input parameters incomplete","Input parameters incomplete","Input parameters incomplete",70,6.2995090743013626E-2,1.0454871282096121,{"$error":"#N/A"},2600,{"$error":"#N/A"},0.14289617744770494,0.08,0.92158431220504977,30,0.45157573276627905,0.70985889003786018,0,null,null,null,{"$error":"#N/A"},{"$error":"#VALUE!"},{"$error":"#VALUE!"},{"$error":"#N/A"},{"$error":"#VALUE!"},250.77091671289085]
[null,"Input parameters incomplete","Input parameters incomplete","Input parameters incomplete","Input parameters incomplete",70,7.0705372098689961E-2,1.0122679054758137,{"$error":"#N/A"},2600,{"$error":"#N/A"},0.19274506057750218,0.08,0.95984756718988118,30,0.43148381067716579,0.77101423446909101,0,null,null,null,{"$error":"#N/A"},{"$error":"#VALUE!"},{"$error":"#VALUE!"},{"$error":"#N/A"},{"$error":"#VALUE!"},195.66779461601075]
[null,"Input parameters incomplete","Input parameters incomplete","Input parameters incomplete","Input parameters incomplete",70,6.1901000737053874E-2,1.0468071952498232,{"$error":"#N/A"},2600,{"$error":"#N/A"},0.1870368426447605,0.08,0.95345854027062182,30,0.44822399557703002,0.70757063838722789,0,null,null,null,{"$error":"#N/A"},{"$error":"#VALUE!"},{"$error":"#VALUE!"},{"$error":"#N/A"},{"$error":"#VALUE!"},128.38708870891085]
[null,"Input parameters incomplete","Input parameters incomplete","Input parameters incomplete","Input parameters incomplete",70,7.6322871445514459E-2,1.0991167892133653,{"$error":"#N/A"},2600,{"$error":"#N/A"},0.11484461750706504,0.08,0.94869978730805116,30,0.4025846979154919,0.72546084171497682,0,null,null,null,{"$error":"#N/A"},{"$error":"#VALUE!"},{"$error":"#VALUE!"},{"$error":"#N/A"},{"$error":"#VALUE!"},132.20263984526673]
[null,"Input parameters incomplete","Input parameters incomplete","Input parameters incomplete","Input parameters incomplete",70,6.3762174859652271E-2,1.0270718513352617,{"$error":"#N/A"},2600,{"$error":"#N/A"},0.13313790641464823,0.08,0.96728686563022392,30,0.43666683490140779,0.76236684549090461,0,null,null,null,{"$error":"#N/A"},{"$error":"#VALUE!"},{"$error":"#VALUE!"},{"$error":"#N/A"},{"$error":"#VALUE!"},126.19676689472885]
[null,"Input parameters incomplete","Input parameters incomplete","Input parameters incomplete","Input parameters incomplete",70,6.6487652893469584E-2,1.0853364375281733,{"$error":"#N/A"},2600,{"$error":"#N/A"},0.16014482113839856,0.08,0.95792940405488258,30,0.44363263412819415,0.67908835560603564,0,null,null,null,{"$error":"#N/A"},{"$error":"#VALUE!"},{"$error":"#VALUE!"},{"$error":"#N/A"},{"$error":"#VALUE!"},107.77594839923165]
[null,"Input parameters incomplete","Input parameters incomplete","Input parameters incomplete","Input parameters incomplete",70,5.7477544960662368E-2,1.0790222501186193,{"$error":"#N/A"},2600,{"$error":"#N/A"},0.16316824786619522,0.08,0.95671677008308587,30,0.41826375632878215,0.70328008084947125,0,null,null,null,{"$error":"#N/A"},{"$error":"#VALUE!"},{"$error":"#VALUE!"},{"$error":"#N/A"},{"$error":"#VALUE!"},311.84006418233236]
[null,"Input parameters incomplete","Input parameters incomplete","Input parameters incomplete","Input parameters incomplete",70,5.2122215603071446E-2,1.0852951845724332,{"$error":"#N/A"},2600,{"$error":"#N/A"},0.19818921955814295,0.08,0.96750754290703789,30,0.40827042641892664,0.61480120142623007,0,null,null,null,{"$error":"#N/A"},{"$error":"#VALUE!"},{"$error":"#VALUE!"},{"$error":"#N/A"},{"$error":"#VALUE!"},289.46226954087399]
[null,"Input parameters incomplete","Input parameters incomplete","Input parameters incomplete","Input parameters incomplete",70,6.1848733305477986E-2,1.085037661980756,{"$error":"#N/A"},2600,{"$error":"#N/A"},0.15928017196059632,0.08,0.97307117175137214,30,0.47438919412466363,0.70838462833516513,0,null,null,null,{"$error":"#N/A"},{"$error":"#VALUE!"},{"$error":"#VALUE!"},{"$error":"#N/A"},{"$error":"#VALUE!"},241.59438224278207]
[null,"Input parameters incomplete","Input parameters incomplete","Input parameters incomplete","Input parameters incomplete",70,3.7783848848432458E-2,1.0114838656877181,{"$error":"#N/A"},2600,{"$error":"#N/A"},0.10981549356084444,0.08,0.97642921435926655,30,0.41249178889704335,0.65534183629102138,0,null,null,null,{"$error":"#N/A"},{"$error":"#VALUE!"},{"$error":"#VALUE!"},{"$error":"#N/A"},{"$error":"#VALUE!"},178.73055780203686]
[null,"Input parameters incomplete","Input parameters incomplete","Input parameters incomplete","Input parameters incomplete",70,5.3752082803687089E-2,1.1427423312337024,{"$error":"#N/A"},2600,{"$error":"#N/A"},0.12983195539977518,0.08,0.95337375076827691,30,0.48152861311498185,0.70417493844583801,0,null,null,null,{"$error":"#N/A"},{"$error":"#VALUE!"},{"$error":"#VALUE!"},{"$error":"#N/A"},{"$error":"#VALUE!"},153.06579167678774]
[null,"Input parameters incomplete","Input parameters incomplete","Input parameters incomplete","Input parameters incomplete",70,8.2283602553079621E-2,1.0358835288362449,{"$error":"#N/A"},2600,{"$error":"#N/A"},0.1819800903215385,0.08,0.9252247486132007,30,0.41783650354776009,0.62006671253143075,0,null,null,null,{"$error":"#N/A"},{"$error":"#VALUE!"},{"$error":"#VALUE!"},{"$error":"#N/A"},{"$error":"#VALUE!"},145.22871156625834]
[null,"Input parameters incomplete","Input parameters incomplete","Input parameters incomplete","Input parameters incomplete",70,6.6301045742666723E-2,1.1151695729410624,{"$error":"#N/A"},2600,{"$error":"#N/A"},0.12114748981508665,0.08,0.92157809576672767,30,0.44030840490936957,0.60031596189063086,0,null,null,null,{"$error":"#N/A"},{"$error":"#VALUE!"},{"$error":"#VALUE!"},{"$error":"#N/A"},{"$error":"#VALUE!"},180.48197950296148]
[null,"Input parameters incomplete","Input parameters incomplete","Input parameters incomplete","Input parameters incomplete",70,8.2107794774740422E-2,1.1053270787516918,{"$error":"#N/A"},2600,{"$error":"#N/A"},0.18469400593982416,0.08,0.96182941311931058,30,0.44449220409477952,0.71514006009918141,0,null,null,null,{"$error":"#N/A"},{"$error":"#VALUE!"},{"$error":"#VALUE!"},{"$error":"#N/A"},{"$error":"#VALUE!"},157.17776858091801]
[null,"Input parameters incomplete","Input parameters incomplete","Input parameters incomplete","Input parameters incomplete",70,3.8957345342382675E-2,1.0360547627060195,{"$error":"#N/A"},2600,{"$error":"#N/A"},0.19057551309049681,0.08,0.91439085837923539,30,0.40978648448417926,0.62904902928728434,0,null,null,null,{"$error":"#N/A"},{"$error":"#VALUE!"},{"$error":"#VALUE!"},{"$error":"#N/A"},{"$error":"#VALUE!"},160.68529027045582]
[null,"Input parameters incomplete","Input parameters incomplete","Input parameters incomplete","Input parameters incomplete",70,6.1558591706363873E-2,1.0787685292782587,{"$error":"#N/A"},2600,{"$error":"#N/A"},0.10277224213239056,0.08,0.96779691044391203,30,0.42797047239754715,0.70708349150248484,0,null,null,null,{"$error":"#N/A"},{"$error":"#VALUE!"},{"$error":"#VALUE!"},{"$error":"#N/A"},{"$error":"#VALUE!"},257.65339529697172]
[null,"Input parameters incomplete","Input parameters incomplete","Input parameters incomplete","Input parameters incomplete",70,7.8404460524287692E-2,1.0512410723442174,{"$error":"#N/A"},2600,{"$error":"#N/A"},0.17684217775610506,0.08,0.95253553240670252,30,0.4778830050274796,0.73649447195516393,0,null,null,null,{"$error":"#N/A"},{"$error":"#VALUE!"},{"$error":"#VALUE!"},{"$error":"#N/A"},{"$error":"#VALUE!"},209.2198231001197]
[null,"Input parameters incomplete","Input parameters incomplete","Input parameters incomplete","Input parameters incomplete",70,8.0524897241599835E-2,0.99997057774640929,{"$error":"#N/A"},2600,{"$error":"#N/A"},8.8166410504829262E-2,0.08,0.94874985500688536,30,0.46244175097584228,0.61319481275892862,0,null,null,null,{"$error":"#N/A"},{"$error":"#VALUE!"},{"$error":"#VALUE!"},{"$error":"#N/A"},{"$error":"#VALUE!"},275.76001315705082]
[null,"Input parameters incomplete","Input parameters incomplete","Input parameters incomplete","Input parameters incomplete",70,5.7637750573903059E-2,1.0346026300894247,{"$error":"#N/A"},2600,{"$error":"#N/A"},0.17229192444129379,0.08,0.96153226140930192,30,0.47298374099117441,0.74464747424096722,0,null,null,null,{"$error":"#N/A"},{"$error":"#VALUE!"},{"$error":"#VALUE!"},{"$error":"#N/A"},{"$error":"#VALUE!"},240.18561295854894]
[null,"Input parameters incomplete","Input parameters incomplete","Input parameters incomplete","Input parameters incomplete",70,0.10285950845207167,1.114008133072941,{"$error":"#N/A"},2600,{"$error":"#N/A"},0.14747869285398313,0.08,0.9350364990335478,30,0.47062358920479463,0.72253408984228673,0,null,null,null,{"$error":"#N/A"},{"$error":"#VALUE!"},{"$error":"#VALUE!"},{"$error":"#N/A"},{"$error":"#VALUE!"},194.73548577283591]
[null,"Input parameters incomplete","Input parameters incomplete","Input parameters incomplete","Input parameters incomplete",70,7.2811564860208899E-2,1.0831565457859382,{"$error":"#N/A"},2600,{"$error":"#N/A"},9.1581758205387054E-2,0.08,0.92722390600822691,30,0.44106260056061813,0.77263508837961226,0,null,null,null,{"$error":"#N/A"},{"$error":"#VALUE!"},{"$error":"#VALUE!"},{"$error":"#N/A"},{"$error":"#VALUE!"},186.60430246324353]
[null,"Input parameters incomplete","Input parameters incomplete","Input parameters incomplete","Input parameters incomplete",70,4.5620933490688603E-2,1.030761228516502,{"$error":"#N/A"},2600,{"$error":"#N/A"},0.1527765976683339,0.08,0.94812215290690438,30,0.41812734819823144,0.78869714136447722,0,null,null,null,{"$error":"#N/A"},{"$error":"#VALUE!"},{"$error":"#VALUE!"},{"$error":"#N/A"},{"$error":"#VALUE!"},119.36472890298849]
[null,"Input parameters incomplete","Input parameters incomplete","Input parameters incomplete","Input parameters incomplete",70,6.7465747020929515E-2,1.1228723796214592,{"$error":"#N/A"},2600,{"$error":"#N/A"},0.11208251039879256,0.08,0.93844562682976063,30,0.41957132441326767,0.6133671751591161,0,null,null,null,{"$error":"#N/A"},{"$error":"#VALUE!"},{"$error":"#VALUE!"},{"$error":"#N/A"},{"$error":"#VALUE!"},116.67021136816794]
[null,"Input parameters incomplete","Input parameters incomplete","Input parameters incomplete","Input parameters incomplete",70,5.9573868137958792E-2,1.0644578595900964,{"$error":"#N/A"},2600,{"$error":"#N/A"},8.1426400579573399E-2,0.08,0.96660879929329002,30,0.4529832788282368,0.61612479712111901,0,null,null,null,{"$error":"#N/A"},{"$error":"#VALUE!"},{"$error":"#VALUE!"},{"$error":"#N/A"},{"$error":"#VALUE!"},202.32644232042207]
[null,"Input parameters incomplete","Input parameters incomplete","Input parameters incomplete","Input parameters incomplete",70,5.3071922550834302E-2,1.004965405504191,{"$error":"#N/A"},2600,{"$error":"#N/A"},0.1821978856559483,0.08,0.95528481871877058,30,0.40987850357579719,0.66009939343923463,0,null,null,null,{"$error":"#N/A"},{"$error":"#VALUE!"},{"$error":"#VALUE!"},{"$error":"#N/A"},{"$error":"#VALUE!"},248.77740480259317]
[null,"Input parameters incomplete","Input parameters incomplete","Input parameters incomplete","Input parameters incomplete",70,8.2389509431385843E-2,1.0576059371651751,{"$error":"#N/A"},2600,{"$error":"#N/A"},0.1999723831045836,0.08,0.91313747328091777,30,0.44746715917210866,0.79554506815851422,0,null,null,null,{"$error":"#N/A"},{"$error":"#VALUE!"},{"$error":"#VALUE!"},{"$error":"#N/A"},{"$error":"#VALUE!"},198.67631366897419]
[null,"Input parameters incomplete","Input parameters incomplete","Input parameters incomplete","Input parameters incomplete",70,7.5216631527137534E-2,1.1095695198224584,{"$error":"#N/A"},2600,{"$error":"#N/A"},0.11374363968744253,0.08,0.93956076397418309,30,0.48070338915915356,0.62084638140150594,0,null,null,null,{"$error":"#N/A"},{"$error":"#VALUE!"},{"$error":"#VALUE!"},{"$error":"#N/A"},{"$error":"#VALUE!"},160.87881262830967]
[null,"Input parameters incomplete","Input parameters incomplete","Input parameters incomplete","Input parameters incomplete",70,5.0442642210467806E-2,1.0587410558030013,{"$error":"#N/A"},2600,{"$error":"#N/A"},0.11428488256235997,0.08,0.9413866833575254,30,0.49013070114330448,0.74920362980524779,0,null,null,null,{"$error":"#N/A"},{"$error":"#VALUE!"},{"$error":"#VALUE!"},{"$error":"#N/A"},{"$error":"#VALUE!"},151.02672764177893]
[null,"Input parameters incomplete","Input parameters incomplete","Input parameters incomplete","Input parameters incomplete",70,3.3491797553012445E-2,0.98837504773641394,{"$error":"#N/A"},2600,{"$error":"#N/A"},8.0161794901074043E-2,0.08,0.96403908451369003,30,0.45272541790767934,0.73191784928716364,0,null,null,null,{"$error":"#N/A"},{"$error":"#VALUE!"},{"$error":"#VALUE!"},{"$error":"#N/A"},{"$error":"#VALUE!"},263.76768433674931]
[null,"Input parameters incomplete","Input parameters incomplete","Input parameters incomplete","Input parameters incomplete",70,4.1297595980836557E-2,1.0684946700539133,{"$error":"#N/A"},2600,{"$error":"#N/A"},0.15261610976996434,0.08,0.9484024811973415,30,0.47207967632237263,0.6080977096976371,0,null,null,null,{"$error":"#N/A"},{"$error":"#VALUE!"},{"$error":"#VALUE!"},{"$error":"#N/A"},{"$error":"#VALUE!"},161.46140802014912]
[null,"Input parameters incomplete","Input parameters incomplete","Input parameters incomplete","Input parameters incomplete",70,9.001594888050285E-2,1.0517610980283221,{"$error":"#N/A"},2600,{"$error":"#N/A"},0.14234369271237887,0.08,0.92880808182816155,30,0.46327711023906692,0.61020308264509437,0,null,null,null,{"$error":"#N/A"},{"$error":"#VALUE!"},{"$error":"#VALUE!"},{"$error":"#N/A"},{"$error":"#VALUE!"},243.19988174425947]
[null,"Input parameters incomplete","Input parameters incomplete","Input parameters incomplete","Input parameters incomplete",70,5.447396706803892E-2,1.1378228424357593,{"$error":"#N/A"},2600,{"$error":"#N/A"},9.9509942572118162E-2,0.08,0.91709149789380051,30,0.45271936682485298,0.76851654420281168,0,null,null,null,{"$error":"#N/A"},{"$error":"#VALUE!"},{"$error":"#VALUE!"},{"$error":"#N/A"},{"$error":"#VALUE!"},144.3870052321133]
[null,"Input parameters incomplete","Input parameters incomplete","Input parameters incomplete","Input parameters incomplete",70,4.3429922796550419E-2,1.1005181987438708,{"$error":"#N/A"},2600,{"$error":"#N/A"},0.14114771190890291,0.08,0.96193382346829071,30,0.47459117766791242,0.63871356493705789,0,null,null,null,{"$error":"#N/A"},{"$error":"#VALUE!"},{"$error":"#VALUE!"},{"$error":"#N/A"},{"$error":"#VALUE!"},289.11912219323062]
[null,"Input parameters incomplete","Input parameters incomplete","Input parameters incomplete","Input parameters incomplete",70,5.4810051577866212E-2,1.0359172129681109,{"$error":"#N/A"},2600,{"$error":"#N/A"},0.16625506980889987,0.08,0.91870896604833707,30,0.45952734312525867,0.64719292854338717,0,null,null,null,{"$error":"#N/A"},{"$error":"#VALUE!"},{"$error":"#VALUE!"},{"$error":"#N/A"},{"$error":"#VALUE!"},201.94674674753091]
[null,"Input parameters incomplete","Input parameters incomplete","Input parameters incomplete","Input parameters incomplete",70,5.3373608675813727E-2,1.1136682972928522,{"$error":"#N/A"},2600,{"$error":"#N/A"},0.17921663551105282,0.08,0.90505690741173384,30,0.48522849445081023,0.66618128251358599,0,null,null,null,{"$error":"#N/A"},{"$error":"#VALUE!"},{"$error":"#VALUE!"},{"$error":"#N/A"},{"$error":"#VALUE!"},221.81052964442827]
[null,"Input parameters incomplete","Input parameters incomplete","Input parameters incomplete","Input parameters incomplete",70,5.6831009973974479E-2,1.0359770710801888,{"$error":"#N/A"},2600,{"$error":"#N/A"},0.13232535949704582,0.08,0.91224895941892692,30,0.43856050757674414,0.77857493579258463,0,null,null,null,{"$error":"#N/A"},{"$error":"#VALUE!"},{"$error":"#VALUE!"},{"$error":"#N/A"},{"$error":"#VALUE!"},191.25709482117566]
[null,"Input parameters incomplete","Input parameters incomplete","Input parameters incomplete","Input parameters incomplete",70,6.9087024750521711E-2,1.1163762418842151,{"$error":"#N/A"},2600,{"$error":"#N/A"},0.16200392410396505,0.08,0.96531600822968577,30,0.46458792163993479,0.61694278299952976,0,null,null,null,{"$error":"#N/A"},{"$error":"#VALUE!"},{"$error":"#VALUE!"},{"$error":"#N/A"},{"$error":"#VALUE!"},167.02521166751592]
[null,"Input parameters incomplete","Input parameters incomplete","Input parameters incomplete","Input parameters incomplete",70,3.7282895787438666E-2,1.0849412174373596,{"$error":"#N/A"},2600,{"$error":"#N/A"},0.14483944044059882,0.08,0.97630938478605045,30,0.43980973627778541,0.65946714903030246,0,null,null,null,{"$error":"#N/A"},{"$error":"#VALUE!"},{"$error":"#VALUE!"},{"$error":"#N/A"},{"$error":"#VALUE!"},262.50094850233643]
[null,"Input parameters incomplete","Input parameters incomplete","Input parameters incomplete","Input parameters incomplete",70,9.2335814063762803E-2,1.0725333264894865,{"$error":"#N/A"},2600,{"$error":"#N/A"},0.16455557908164153,0.08,0.94817133454362723,30,0.47538082894438777,0.65783430791009345,0,null,null,null,{"$error":"#N/A"},{"$error":"#VALUE!"},{"$error":"#VALUE!"},{"$error":"#N/A"},{"$error":"#VALUE!"},200.01675930168909]
[null,"Input parameters incomplete","Input parameters incomplete","Input parameters incomplete","Input parameters incomplete",70,5.7050322037403629E-2,1.0245629404085488,{"$error":"#N/A"},2600,{"$error":"#N/A"},0.19129248592346582,0.08,0.95268857110076566,30,0.46797035712384777,0.65220048845430134,0,null,null,null,{"$error":"#N/A"},{"$error":"#VALUE!"},{"$error":"#VALUE!"},{"$error":"#N/A"},{"$error":"#VALUE!"},252.48329948836954]

{"sheet":"Tables","index":6,"n_rows":207,"n_cols":5,"rows_kept":207,"cut":false,"hidden":false,"merged":[]}
["Resource Size Indices"]
["This worksheet provides data to other worksheets - do not make edits to this worksheet"]
[]
["Temperature",null,"Water saturation pressure",null,"Source"]
[null,"bar","[kPa], [100*bar]","[atm]","[psi]"]
[0.01,{"$f":"C6/100","v":6.1165000000000004E-3},0.61165000000000003,6.0000000000000001E-3,8.8711999999999999E-2]
[2,7.0599E-3,0.70599000000000001,7.0000000000000001E-3,0.1024]
[4,8.1355000000000004E-3,0.81355,8.0000000000000002E-3,0.11799999999999999]
[10,1.2282E-2,1.2282,1.21E-2,0.17813999999999999]
[14,1.5990000000000001E-2,1.599,1.5800000000000002E-2,0.23191999999999999]
[18,2.0647000000000002E-2,2.0647000000000002,2.0400000000000001E-2,0.29946]
[20,2.3393000000000001E-2,2.3393000000000002,2.3099999999999999E-2,0.33928999999999998]
[25,3.1699000000000005E-2,3.1699000000000002,3.1300000000000001E-2,0.45976]
[30,4.2470000000000001E-2,4.2469999999999999,4.19E-2,0.61597999999999997]
[34,5.3251E-2,5.3250999999999999,5.2600000000000001E-2,0.77234000000000003]
[40,7.3848999999999998E-2,7.3849,7.2900000000000006E-2,1.0710999999999999]
[44,9.1123999999999997E-2,9.1123999999999992,8.9899999999999994E-2,1.3216000000000001]
[50,0.12352,12.352,0.122,1.7915000000000001]
[54,0.15021999999999999,15.022,0.14799999999999999,2.1787999999999998]
[60,0.19946000000000003,19.946000000000002,0.19700000000000001,2.8929]
[70,0.31201000000000001,31.201000000000001,0.308,4.5252999999999997]
[80,0.47414000000000001,47.414000000000001,0.46800000000000003,6.8768000000000002]
[90,0.70182,70.182000000000002,0.69299999999999995,10.179]
[96,0.87770999999999999,87.771000000000001,0.86599999999999999,12.73]
[100,1.0142,101.42,1.0009999999999999,14.71]
[110,1.4338,143.38,1.42,20.795999999999999]
[120,1.9866999999999999,198.67,1.96,28.815000000000001]
[130,2.7027999999999999,270.27999999999997,2.67,39.201000000000001]
[140,3.6154000000000002,361.54,3.57,52.436999999999998]
[150,4.7616000000000005,476.16,4.7,69.061000000000007]
[160,6.1823000000000006,618.23,6.1,89.667000000000002]
[180,10.027999999999999,1002.8,9.9,145.44]
[200,15.549000000000001,1554.9,15.35,225.52]
[220,23.195999999999998,2319.6,22.89,336.43]
[240,33.469000000000001,3346.9,33.03,485.43]
[260,46.923000000000002,4692.3,46.31,680.56]
[280,64.165999999999997,6416.6,63.33,930.65]
[300,85.878999999999991,8587.9,84.76,1245.5999999999999]
[320,112.84,11284,111.4,1636.6]
[340,146.01,14601,144.1,2117.6999999999998]
[360,186.66,18666,184.2,2707.3]
[370,210.44,21044,207.7,3052.2]
[]
[]
["Rock type","Specific heat capacity at 200 C (kJ/kg K)","Specific heat capacity at 50-65 C (kJ/kg K)","Specific heat capacity at 400 K","Citation"]
["Granite",1.07,0.95,1.39]
["Granodiorite",1.0900000000000001,0.97,1.18]
["Diorite",1.0900000000000001,0.99,1.18]
["Basalt",1.1499999999999999,1.04,1.32]
["Diabase",0.98,0.87,1.19]
["Gabbro",1.1000000000000001,0.99,1.18]
["Gneiss",1.075,0.92500000000000004,1.1499999999999999]
["Slate",1.1000000000000001,1,1.2]
["Quartzite",1.07,0.97,1.17]
["Marble",1,0.8,1.1000000000000001]
["Sandstone",0.93,0.85,1.05]
["Clay",1.08,0.94,1.51]
["Shale",1.47,0.97799999999999998,1.8]
["Limestone",1,0.9,1.1000000000000001]
["-",0.8,0.75,0.88]
["Water Specific Heat Capacity"]
["Temp ","Spec Heat"]
["C","kJ/kg/K"]
[0.01,4.2199]
[10,4.1955]
[20,4.1844000000000001]
[25,4.1816000000000004]
[30,4.1801000000000004]
[40,4.1795999999999998]
[50,4.1814999999999998]
[60,4.1851000000000003]
[70,4.1901999999999999]
[80,4.1969000000000003]
[90,4.2053000000000003]
[100,4.2190000000000003]
[105,4.226]
[110,4.2329999999999997]
[115,4.24]
[120,4.2480000000000002]
[125,4.26]
[130,4.2699999999999996]
[135,4.28]
[140,4.29]
[145,4.3]
[150,4.32]
[155,4.34]
[160,4.3499999999999996]
[165,4.3600000000000003]
[170,4.38]
[175,4.3899999999999997]
[180,4.42]
[185,4.45]
[190,4.46]
[200,4.51]
[220,4.63]
[225,4.6500000000000004]
[240,4.78]
[250,4.87]
[260,4.9800000000000004]
[275,5.2]
[300,5.65]
[325,6.86]
[350,10.1]
[360,14.6]
[]
["Rock densities"]
["Rock type","Density (g/cm^3)","Density (kg/m^3)"]
["Granite",2.64,2640]
["Granodiorite",2.73,2730,"#Unconsolidated sed with a mean for the density from USGS report, but could give the option of a data table to reference with the densities for other types of unconsolidated seds"]
["Diorite",2.85,2850,"#Ask Annamaria and Alison what they think"]
["Basalt",2.99,2990,"#And maybe Bart?"]
["Diabase",2.91,2910]
["Gabbro",3.03,3030]
["Gneiss",2.8,2800]
["Slate",2.79,2790]
["Quartzite",2.6,2600]
["Marble",2.75,2750]
["Sandstone",2.35,2350]
["Clay",2.21,2210]
["Shale",2.4,2400]
["Limestone",2.5499999999999998,2550]
["-",1.53,1530]
[]
[]
["Water Density"]
["C","kg/m^3"]
["Temp","Density"]
[0.1,999.85]
[1,999.9]
[4,999.97]
[10,999.7]
[15,999.1]
[20,998.21]
[25,997.05]
[30,995.65]
[35,994.03]
[40,992.22]
[45,990.21]
[50,988.04]
[55,985.69]
[60,983.2]
[65,980.55]
[70,977.76]
[75,974.84]
[80,971.79]
[85,968.61]
[90,965.31]
[95,961.89]
[100,958]
[105,954]
[110,951]
[115,947]
[120,943]
[125,939]
[130,935]
[135,931]
[140,926]
[145,922]
[150,918]
[155,912]
[160,907]
[165,902]
[170,897]
[175,893]
[180,887]
[185,882]
[190,876]
[195,870]
[200,864]
[220,840]
[225,834]
[240,814]
[250,799]
[260,784]
[275,756]
[300,714]
[325,654]
[350,575]
[360,528]
[]
["Tectonic Settings for Power Density Method"]
["Rift"]
["Large-scale arc setting with smaller-scale fault-based structures"]
["Primarily compressional Arc-volcanic setting (Hot Arc)"]
["Extensional Regime (Normal Fault-Based)"]
["Other"]
[]
["Distribution Types"]
["Triangular"]
["Normal"]
["Lognormal"]
["Constant"]
["Uniform"]
["-"]
["Power Plant type"]
["Steam (dry/flash)"]
["Binary"]
["-"]
[null,"Utilization/Load Factor"]
["Direct Use types","Min","Median/Mean","Max"]
["Space Heating",0.3,0.37,0.4]
["Greenhouse Heating",0.4,0.48,0.5]
["Pool heating (aquaculture/balneology)",0.5,0.54,0.6]
["Agricultural Drying",0.4,0.41,0.5]
["Industrial",0.65,0.7,0.75]
["Snow melting or cooling",0.1,0.18,0.3]
["-","-","-","-"]